## Table
Category | Group | Brand | Item Code | Item Name | HSN NO | Stock | UOM | LPP | List Price | Item Type | GSTPer | VariancePer | Active | IsSerialNo | SerialNo | IsServiceable | ItemDescription | CreatedDate | Caption1 | Specification1 | Caption2 | Specification2 | Caption3 | Specification3 | Caption4 | Specification4 | Caption5 | Specification5 | Caption6 | Specification6 | Caption7 | Specification7 | Caption8 | Specification8 | Caption9 | Specification9 | Caption10 | Specification10 | Caption11 | Specification11 | Caption12 | Specification12 | Caption13 | Specification13 | CreatedBy | ModifiedDate | ModifiedBy
Industrial Oxygen Generator | IDOS Gas Storage |  | 1000 L- ST | 1000 L | 842139 | 0 |  | 0 | 47190 | Equipment | 18 | 0 | YES | YES |  | NO | Oxygen Plant Gas Storage Vessel | 22-OCT-2024 12:06:02PM | Water Volume | 1000 Litres | Gas Stored | Oxygen | Gas Stored Volume | 5.5 M3 | Working Pressure | 5.5 Barg | Hydrotest Pressure | 9 Barg | [16 empty] | E1002 : Pradeep Sati | 19-AUG-2026 6:18:15PM | E1002 : Pradeep Sati
Nitrogen Generator | nGen High Pressure Storage Tank |  | 1000 L-20 Barg-N2 | 1000 L-20 Barg-N2 | 73110090 | 0 | No | 0 | 81070 | Equipment | 18 | 0 | YES | YES |  | NO | High Pressure Nitrogen Tank | 24-NOV-2025 4:44:33PM | Application | Nitrogen | Working Pressure | 20 Barg |  | Design Pressure |  | 22 Barg |  | Volume ( WHC) |  | 1000 L | [14 empty] | E1002 : Pradeep Sati | 24-NOV-2025 4:56:15PM | E1002 : Pradeep Sati
Nitrogen Generator | nGen High Pressure Storage Tank |  | 1000 L-40 Barg-N2 | 1000 L-40 Barg-N2 | 73110090 | 0 | No | 0 | 117975 | Equipment | 18 | 0 | YES | YES |  | NO | High Pressure Nitrogen Tank | 24-NOV-2025 4:44:33PM | Application | Nitrogen | Working Pressure | 40 Barg |  | Design Pressure |  | 44 Barg |  | Volume ( WHC) |  | 1000 L | [14 empty] | E1002 : Pradeep Sati | 24-NOV-2025 4:56:15PM | E1002 : Pradeep Sati
Nitrogen Generator | nGen High Pressure Storage Tank |  | 1000 L-65 Barg-N2 | 1000 L-65 Barg-N2 | 73110090 | 0 | No | 0 | 225500 | Equipment | 18 | 0 | YES | YES |  | NO | High Pressure Nitrogen Tank | 24-NOV-2025 4:44:33PM | Application | Nitrogen | Working Pressure | 65 Barg |  | Design Pressure |  | 71.5 Barg |  | Volume ( WHC) |  | 1000 L | [14 empty] | E1002 : Pradeep Sati | 24-NOV-2025 4:56:15PM | E1002 : Pradeep Sati
Nitrogen Generator | nGen High Pressure Storage Tank |  | 10000 L-20 Barg-N2 | 10000 L-20 Barg-N2 | 73110090 | 0 | No | 0 | 0 | Equipment | 18 | 0 | YES | YES |  | NO | High Pressure Nitrogen Tank | 24-NOV-2025 4:44:33PM | Application | Nitrogen | Working Pressure | 20 Barg |  | Design Pressure |  | 22 Barg |  | Volume ( WHC) |  | 10000 L | [14 empty] | E1002 : Pradeep Sati
Nitrogen Generator | nGen High Pressure Storage Tank |  | 10000 L-40 Barg-N2 | 10000 L-40 Barg-N2 | 73110090 | 1 | No | 0 | 1188000 | Equipment | 18 | 0 | YES | YES |  | NO | High Pressure Nitrogen Tank | 24-NOV-2025 4:44:33PM | Application | Nitrogen | Working Pressure | 40 Barg |  | Design Pressure |  | 44 Barg |  | Volume ( WHC) |  | 10000 L | [14 empty] | E1002 : Pradeep Sati | 24-NOV-2025 4:56:15PM | E1002 : Pradeep Sati
Nitrogen Generator | nGen High Pressure Storage Tank |  | 10000 L-65 Barg-N2 | 10000 L-65 Barg-N2 | 73110090 | 0 | No | 0 | 0 | Equipment | 18 | 0 | YES | YES |  | NO | High Pressure Nitrogen Tank | 24-NOV-2025 4:44:33PM | Application | Nitrogen | Working Pressure | 65 Barg |  | Design Pressure |  | 71.5 Barg |  | Volume ( WHC) |  | 10000 L | [14 empty] | E1002 : Pradeep Sati
Electrical Item | Capacit |  | 123456 | Cyclinder | 451 | 0 | PCS | 0 | 10 | Part | 18 | 0 | NO | NO |  | NO |  | 01-APR-2023 1:09:29PM | [26 empty] | Admin : Admin | 30-DEC-2023 1:12:13PM | E1073 : ABS1004
Industrial Oxygen Generator | IDOS Gas Storage |  | 1500 L- ST | 1500 L | 842139 | 0 |  | 0 | 65000 | Equipment | 18 | 0 | YES | YES |  | NO | Oxygen Plant Gas Storage Vessel | 22-OCT-2024 12:06:02PM | Water Volume | 1500 Litres | Gas Stored | Oxygen | Gas Stored Volume | 8.25 M3 | Working Pressure | 5.5 Barg | Hydrotest Pressure | 9 Barg | [16 empty] | E1002 : Pradeep Sati | 22-OCT-2024 12:08:44PM | E1002 : Pradeep Sati
Industrial Oxygen Generator | IDOS Gas Storage |  | 2000 L- ST | 2000 L | 842139 | 1 |  | 0 | 80000 | Equipment | 18 | 0 | YES | YES |  | NO | Oxygen Plant Gas Storage Vessel | 22-OCT-2024 12:06:02PM | Water Volume | 2000 Litres | Gas Stored | Oxygen | Gas Stored Volume | 11 M3 | Working Pressure | 5.5 Barg | Hydrotest Pressure | 9 Barg | [16 empty] | E1002 : Pradeep Sati | 22-OCT-2024 12:08:44PM | E1002 : Pradeep Sati
Nitrogen Generator | nGen High Pressure Storage Tank |  | 2000 L-20 Barg-N2 | 2000 L-20 Barg-N2 | 73110090 | 0 | No | 0 | 162140 | Equipment | 18 | 0 | YES | YES |  | NO | High Pressure Nitrogen Tank | 24-NOV-2025 4:44:33PM | Application | Nitrogen | Working Pressure | 20 Barg |  | Design Pressure |  | 22 Barg |  | Volume ( WHC) |  | 2000 L | [14 empty] | E1002 : Pradeep Sati | 24-NOV-2025 4:56:15PM | E1002 : Pradeep Sati
Nitrogen Generator | nGen High Pressure Storage Tank |  | 2000 L-40 Barg-N2 | 2000 L-40 Barg-N2 | 73110090 | 0 | No | 0 | 242605 | Equipment | 18 | 0 | YES | YES |  | NO | High Pressure Nitrogen Tank | 24-NOV-2025 4:44:33PM | Application | Nitrogen | Working Pressure | 40 Barg |  | Design Pressure |  | 44 Barg |  | Volume ( WHC) |  | 2000 L | [14 empty] | E1002 : Pradeep Sati | 24-NOV-2025 4:56:15PM | E1002 : Pradeep Sati
Nitrogen Generator | nGen High Pressure Storage Tank |  | 2000 L-65 Barg-N2 | 2000 L-65 Barg-N2 | 73110090 | 0 | No | 0 | 517000 | Equipment | 18 | 0 | YES | YES |  | NO | High Pressure Nitrogen Tank | 24-NOV-2025 4:44:33PM | Application | Nitrogen | Working Pressure | 65 Barg |  | Design Pressure |  | 71.5 Barg |  | Volume ( WHC) |  | 2000 L | [14 empty] | E1002 : Pradeep Sati | 24-NOV-2025 4:56:15PM | E1002 : Pradeep Sati
Nitrogen Generator | nGen High Pressure Storage Tank |  | 20000 L-20 Barg-N2 | 20000 L-20 Barg-N2 | 73110090 | 0 | No | 0 | 1 | Equipment | 18 | 0 | YES | YES |  | NO | High Pressure Nitrogen Tank | 24-NOV-2025 4:44:33PM | Application | Nitrogen | Working Pressure | 20 Barg |  | Design Pressure |  | 22 Barg |  | Volume ( WHC) |  | 20000 L | [14 empty] | E1002 : Pradeep Sati | 04-DEC-2025 4:54:19PM | E1002 : Pradeep Sati
Nitrogen Generator | nGen High Pressure Storage Tank |  | 20000 L-40 Barg-N2 | 20000 L-40 Barg-N2 | 73110090 | 0 | No | 0 | 0 | Equipment | 18 | 0 | YES | YES |  | NO | High Pressure Nitrogen Tank | 24-NOV-2025 4:44:33PM | Application | Nitrogen | Working Pressure | 40 Barg |  | Design Pressure |  | 44 Barg |  | Volume ( WHC) |  | 20000 L | [14 empty] | E1002 : Pradeep Sati
Nitrogen Generator | nGen High Pressure Storage Tank |  | 20000 L-65 Barg-N2 | 20000 L-65 Barg-N2 | 73110090 | 0 | No | 0 | 0 | Equipment | 18 | 0 | YES | YES |  | NO | High Pressure Nitrogen Tank | 24-NOV-2025 4:44:33PM | Application | Nitrogen | Working Pressure | 65 Barg |  | Design Pressure |  | 71.5 Barg |  | Volume ( WHC) |  | 20000 L | [14 empty] | E1002 : Pradeep Sati
Industrial Oxygen Generator | IDOS Gas Storage |  | 3000 L- ST | 3000 L | 842139 | 0 |  | 0 | 105000 | Equipment | 18 | 0 | YES | YES |  | NO | Oxygen Plant Gas Storage Vessel | 22-OCT-2024 12:06:02PM | Water Volume | 3000 Litres | Gas Stored | Oxygen | Gas Stored Volume | 16.5 M3 | Working Pressure | 5.5 Barg | Hydrotest Pressure | 9 Barg | [16 empty] | E1002 : Pradeep Sati | 22-OCT-2024 12:08:44PM | E1002 : Pradeep Sati
Industrial Oxygen Generator | IDOS Gas Storage |  | 3500 L- ST | 2500 L | 842139 | 0 | NOS | 0 | 112000 | Equipment | 18 | 0 | YES | YES |  | NO | Oxygen Plant Gas Storage Vessel | 22-OCT-2024 12:06:02PM | Water Volume | 2500 Litres | Gas Stored | Oxygen | Gas Stored Volume | 13.75 M3 | Working Pressure | 5.5 Barg | Hydrotest Pressure | 9 Barg | [16 empty] | E1002 : Pradeep Sati | 15-JUL-2026 5:45:39PM | E1002 : Pradeep Sati
Industrial Oxygen Generator | IDOS Gas Storage |  | 4000 L- ST | 4000 L | 842139 | 0 |  | 0 | 137000 | Equipment | 18 | 0 | YES | YES |  | NO | Oxygen Plant Gas Storage Vessel | 22-OCT-2024 12:06:02PM | Water Volume | 4000 Litres | Gas Stored | Oxygen | Gas Stored Volume | 22 M3 | Working Pressure | 5.5 Barg | Hydrotest Pressure | 9 Barg | [16 empty] | E1002 : Pradeep Sati | 22-OCT-2024 12:08:44PM | E1002 : Pradeep Sati
Nitrogen Generator | nGen High Pressure Storage Tank |  | 40000 L-20 Barg-N2 | 40000 L-20 Barg-N2 | 73110090 | 5 | No | 0 | 1786000 | Equipment | 18 | 0 | YES | YES |  | NO | High Pressure Nitrogen Tank | 22-JAN-2026 3:59:15PM | Application | Nitrogen | Working Pressure | 20 Barg |  | Design Pressure |  | 22 Barg |  | Volume ( WHC) |  | 40000 L | [14 empty] | E1002 : Pradeep Sati | 22-JAN-2026 4:01:59PM | E1002 : Pradeep Sati
Industrial Oxygen Generator | IDOS Gas Storage |  | 500 L - ST | 500 L | 842139 | 1 |  | 0 | 30000 | Equipment | 18 | 0 | YES | YES |  | NO | Oxygen Plant Gas Storage Vessel | 22-OCT-2024 12:06:02PM | Water Volume | 500 Litres | Gas Stored | Oxygen | Gas Stored Volume | 2.75 M3 | Working Pressure | 5.5 Barg | Hydrotest Pressure | 9 Barg | [16 empty] | E1002 : Pradeep Sati | 03-APR-2026 2:43:52PM | E1118 : Sachin Chauhan
Nitrogen Generator | nGen Gas Storage |  | 500 L - ST H.P | 500 L HP Tank 20 Barg | 842139 | 0 | NOS | 0 | 100000 | Equipment | 18 | 0 | YES | YES |  | NO | High Pressure Nitrogen Plant Gas Storage Vessel | 07-JUL-2025 4:22:11PM | [26 empty] | E1002 : Pradeep Sati | 31-DEC-2025 3:25:19PM | E1118 : Sachin Chauhan
Nitrogen Generator | nGen High Pressure Storage Tank |  | 500 L-20 Barg-N2 | 500 L-20 Barg-N2 | 73110090 | 0 | No | 0 | 50215 | Equipment | 18 | 0 | YES | YES |  | NO | High Pressure Nitrogen Tank | 24-NOV-2025 4:44:33PM | Application | Nitrogen | Working Pressure | 20 Barg |  | Design Pressure |  | 22 Barg |  | Volume ( WHC) |  | 500 L | [14 empty] | E1002 : Pradeep Sati | 24-NOV-2025 4:56:15PM | E1002 : Pradeep Sati
Nitrogen Generator | nGen High Pressure Storage Tank |  | 500 L-40 Barg-N2 | 500 L-40 Barg-N2 | 73110090 | 0 | No | 0 | 75020 | Equipment | 18 | 0 | YES | YES |  | NO | High Pressure Nitrogen Tank | 24-NOV-2025 4:44:33PM | Application | Nitrogen | Working Pressure | 40 Barg |  | Design Pressure |  | 44 Barg |  | Volume ( WHC) |  | 500 L | [14 empty] | E1002 : Pradeep Sati | 24-NOV-2025 4:56:15PM | E1002 : Pradeep Sati
Nitrogen Generator | nGen High Pressure Storage Tank |  | 500 L-65 Barg-N2 | 500 L-65 Barg-N2 | 73110090 | 0 | No | 0 | 0 | Equipment | 18 | 0 | YES | YES |  | NO | High Pressure Nitrogen Tank | 24-NOV-2025 4:44:33PM | Application | Nitrogen | Working Pressure | 65 Barg |  | Design Pressure |  | 71.5 Barg |  | Volume ( WHC) |  | 500 L | [14 empty] | E1002 : Pradeep Sati
Industrial Oxygen Generator | IDOS Gas Storage |  | 5000 L- ST | 5000 L | 842139 | 1 |  | 0 | 165000 | Equipment | 18 | 0 | YES | YES |  | NO | Oxygen Plant Gas Storage Vessel | 22-OCT-2024 12:06:02PM | Water Volume | 5000 Litres | Gas Stored | Oxygen | Gas Stored Volume | 27.5 M3 | Working Pressure | 5.5 Barg | Hydrotest Pressure | 9 Barg | [16 empty] | E1002 : Pradeep Sati | 22-OCT-2024 12:08:44PM | E1002 : Pradeep Sati
Nitrogen Generator | nGen High Pressure Storage Tank |  | 5000 L-20 Barg-N2 | 5000 L-20 Barg-N2 | 73110090 | 0 | No | 0 | 341825 | Equipment | 18 | 0 | YES | YES |  | NO | High Pressure Nitrogen Tank | 24-NOV-2025 4:44:33PM | Application | Nitrogen | Working Pressure | 20 Barg |  | Design Pressure |  | 22 Barg |  | Volume ( WHC) |  | 5000 L | [14 empty] | E1002 : Pradeep Sati | 24-NOV-2025 4:56:15PM | E1002 : Pradeep Sati
Nitrogen Generator | nGen High Pressure Storage Tank |  | 5000 L-40 Barg-N2 | 5000 L-40 Barg-N2 | 73110090 | 0 | No | 0 | 565675 | Equipment | 18 | 0 | YES | YES |  | NO | High Pressure Nitrogen Tank | 24-NOV-2025 4:44:33PM | Application | Nitrogen | Working Pressure | 40 Barg |  | Design Pressure |  | 44 Barg |  | Volume ( WHC) |  | 5000 L | [14 empty] | E1002 : Pradeep Sati | 24-NOV-2025 4:56:15PM | E1002 : Pradeep Sati
Nitrogen Generator | nGen High Pressure Storage Tank |  | 5000 L-65 Barg-N2 | 5000 L-65 Barg-N2 | 73110090 | 0 | No | 0 | 0 | Equipment | 18 | 0 | YES | YES |  | NO | High Pressure Nitrogen Tank | 24-NOV-2025 4:44:33PM | Application | Nitrogen | Working Pressure | 65 Barg |  | Design Pressure |  | 71.5 Barg |  | Volume ( WHC) |  | 5000 L | [14 empty] | E1002 : Pradeep Sati
Industrial Oxygen Generator | IDOS Gas Storage |  | 6000 L- ST | 6000 L | 842139 | 0 |  | 0 | 192000 | Equipment | 18 | 0 | YES | YES |  | NO | Oxygen Plant Gas Storage Vessel | 22-OCT-2024 12:06:02PM | Water Volume | 6000 Litres | Gas Stored | Oxygen | Gas Stored Volume | 33 M3 | Working Pressure | 5.5 Barg | Hydrotest Pressure | 9 Barg | [16 empty] | E1002 : Pradeep Sati | 22-OCT-2024 12:08:44PM | E1002 : Pradeep Sati
Nitrogen Generator | nGen Gas Storage |  | 8000 L- ST | 8000 L | 842139 | 0 | NOS | 0 | 300000 | Equipment | 18 |  | YES | YES |  | NO |  | 21-NOV-2024 12:11:01PM | Water Volume | 8000 L | Gas Stored | Nitrogen | Gas Volume at 5.5 Barg | 44 M3 | Working Pressure | 5.5 Barg | Hydrotest Pressure | 9 Barg | [16 empty] | E1002 : Pradeep Sati | 21-NOV-2024 12:11:29PM | E1002 : Pradeep Sati
Fitting Item | SS Fitting |  | A000001 | Actuator, For 1" Ball Valve, Make- NELES, Model-RNP 50, Size-1" |  | 59 | PCS | 1 | 1 | Part | 18 | 0 | NO | NO |  | NO |  | 14-APR-2023 4:50:25PM | [26 empty] | Admin : Admin | 08-FEB-2025 9:50:20AM | E1117 : Arun Kumar
Fitting Item | SS Fitting |  | A000002 | Actuator, For 1/2" Ball Valve, Make- NELES, Model-RNP 40, Size-1/2" |  | 5 | PCS | 1 | 1 | Part | 18 | 0 | NO | NO |  | NO |  | 14-APR-2023 4:50:25PM | [26 empty] | Admin : Admin | 08-FEB-2025 9:50:47AM | E1117 : Arun Kumar
Fitting Item | SS Fitting |  | A000003 | Actuator, For 3/4" Ball Valve, Make- NELES, Model-RNP 40, Size-3/4" |  | 25 | PCS | 0 | 1 | Part | 18 | 0 | NO | NO |  | NO |  | 14-APR-2023 4:50:25PM | [26 empty] | Admin : Admin | 08-FEB-2025 9:51:10AM | E1117 : Arun Kumar
Asset | Tool Kit |  | A000004 | Adjustable Wrench, Size / 12 Inch |  | 3 | PCS | 273 | 1 | Part | 18 | 0 | NO | NO |  | NO |  | 14-APR-2023 4:50:25PM | [26 empty] | Admin : Admin | 06-MAY-2025 1:08:23PM | H1155 : Raushan Kumar
Air Package | Air Compressor - IR |  | A000005 | Air Compressor, 11 Kw - 3/4" - (R11T-7 CE), Make- IR, Model-R11T-7 CE, Size-3/4" |  | 0 | PCS | 1 | 1 | Part | 18 | 0 | NO | NO |  | NO |  | 14-APR-2023 4:50:25PM | [26 empty] | Admin : Admin | 30-SEP-2024 4:05:09PM | E1117 : Arun Kumar
Air Package | Air Compressor - IR |  | A000006 | Air Compressor, 11 Kw - 3/4" - SK22T, Make- KAESER, Model-SK22T, Size-3/4" |  | 0 | PCS | 0 | 1 | Part | 18 | 0 | NO | NO |  | NO |  | 14-APR-2023 4:50:25PM | [26 empty] | Admin : Admin | 30-SEP-2024 4:05:27PM | E1117 : Arun Kumar
Air Package | Air Compressor - IR |  | A000007 | Air Compressor, 15 Kw - 1- RSB15, Make- IR, Model-RSB15, S |  | 21 | PCS | 397212 | 440000 | Part | 18 | 0 | YES | NO |  | NO |  | 14-APR-2023 4:50:25PM | [26 empty] | Admin : Admin | 31-JUL-2026 5:22:09PM | E1002 : Pradeep Sati
Air Package | Air Compressor - IR |  | A000008 | Air Compressor, 15 Kw - 1" - ASK22T, Make- KAESER, Model-ASK22T, Size-1" |  | 0 | PCS | 0 | 1 | Part | 18 | 0 | NO | NO |  | NO |  | 14-APR-2023 4:50:25PM | [26 empty] | Admin : Admin | 30-SEP-2024 4:05:47PM | E1117 : Arun Kumar
Air Package | Air Compressor - IR |  | A000009 | Air Compressor, 22 Kw - 1" - RSB22, Make- IR, Model-RSB22, Size-1" |  | 0 | PCS | 1 | 1 | Part | 18 | 0 | NO | NO |  | NO |  | 14-APR-2023 4:50:25PM | [26 empty] | Admin : Admin | 30-SEP-2024 4:06:07PM | E1117 : Arun Kumar
Air Package | Air Compressor - IR |  | A000010 | Air Compressor, 30 Kw - 1.5" - ML30IE, Make- IR, Model-ML30IE, Size-1.5" |  | 0 | PCS | 0 | 1 | Part | 18 | 0 | NO | NO |  | NO |  | 14-APR-2023 4:50:25PM | [26 empty] | Admin : Admin | 30-SEP-2024 4:07:38PM | E1117 : Arun Kumar
Air Package | Air Compressor - IR |  | A000011 | Air Compressor, 37 Kw, Make- IR, Model-ML37IE, Size-1.5" |  | 0 | PCS | 0 | 1 | Part | 18 | 0 | NO | NO |  | NO |  | 14-APR-2023 4:50:25PM | [26 empty] | Admin : Admin | 30-SEP-2024 4:08:00PM | E1117 : Arun Kumar
Air Package | Air Compressor - IR |  | A000012 | Air Compressor, 45 Kw, Make- IR, Model-ML45IE, Size-1.5" |  | 0 | PCS | 0 | 1 | Part | 18 | 0 | NO | NO |  | NO |  | 14-APR-2023 4:50:25PM | [26 empty] | Admin : Admin | 30-SEP-2024 4:08:17PM | E1117 : Arun Kumar
Air Package | Air Compressor - KAESER |  | A000013 | Air Compressor, 7 Kw, Make- KAESER, Model-SXC8, Size-3/4" |  | 0 | PCS | 0 | 1 | Part | 18 | 0 | NO | NO |  | NO |  | 14-APR-2023 4:50:25PM | [26 empty] | Admin : Admin | 30-SEP-2024 4:09:44PM | E1117 : Arun Kumar
Air Package | Air Compressor - KAESER |  | A000014 | Air Compressor, 90 Kw, Make- KAESER, Model-CSDX165T, Size-2" |  | 0 | PCS | 0 | 1 | Part | 18 | 0 | NO | NO |  | NO |  | 14-APR-2023 4:50:25PM | [26 empty] | Admin : Admin | 30-SEP-2024 4:10:09PM | E1117 : Arun Kumar
Electrical Item | Capacit |  | A000015 | Pressure Vessel, PSA Tank, Make- 150 LITRES, Size-Id 344/Od 356 Shell-1600 mm | 731010 | 0 | PCS | 15000 | 1 | Part | 18 | 0 | NO | NO |  | NO |  | 14-APR-2023 4:50:25PM | [26 empty] | Admin : Admin | 30-JAN-2024 10:21:19AM | H1155 : Raushan Kumar
Air Package | Dryer IR |  | A000016 | Air DryerIRD4801.5" |  | 0 | PCS | 0 | 1 | Part | 18 | 0 | NO | NO |  | NO |  | 14-APR-2023 4:50:25PM | [26 empty] | Admin : Admin | 30-SEP-2024 4:11:49PM | E1117 : Arun Kumar
Air Package | Dryer IR |  | A000017 | Air DryerIRD600 INA1.5" |  | 1 | PCS | 235736 | 1 | Part | 18 | 0 | NO | NO |  | NO |  | 14-APR-2023 4:50:25PM | [26 empty] | Admin : Admin | 23-MAY-2025 4:53:03PM | H1155 : Raushan Kumar
Air Package | Dryer IR |  | A000018 | Air DryerIRD144 INA3/4" |  | 0 | PCS | 0 | 1 | Part | 18 | 0 | NO | NO |  | NO |  | 14-APR-2023 4:50:25PM | [26 empty] | Admin : Admin | 30-SEP-2024 4:12:14PM | E1117 : Arun Kumar
Electrical Item |  |  | A000019 | Pressure Vessel, Storage Tank (ID 1300/OD 1316), Make- IR, Model-C5-G, Size-ID 1300/OD 1316 |  | 0 |  | 1 | 1 | Part |  |  | NO | NO |  | NO |  | 14-APR-2023 4:50:25PM | [26 empty] | Admin : Admin | 06-MAY-2024 1:53:31PM | H1155 : Raushan Kumar
Electrical Item |  |  | A000020 | Air DryerIRD780 INA1.5" |  | 0 |  |  | 1 | Part |  |  | NO | NO |  | NO |  | 14-APR-2023 4:50:25PM | [26 empty] | Admin : Admin
Fitting Item | Line Filter |  | A000021 | Air Filter, 1/2"- YD 017 (AA), Make- YUKA, Model-YD 017 (AA), Size-1/2" |  | 0 | PCS | 0 | 1 | Part | 18 | 0 | NO | NO |  | NO |  | 14-APR-2023 4:50:25PM | [26 empty] | Admin : Admin | 04-SEP-2024 12:42:07PM | E1117 : Arun Kumar
Fitting Item | Line Filter |  | A000022 | Air Filter, 1/2" - YD 017 (ACS), Make- YUKA, Model-YD 017 (ACS), Size-1/2" |  | 0 | PCS | 0 | 1 | Part | 18 | 0 | NO | NO |  | NO |  | 14-APR-2023 4:50:25PM | [26 empty] | Admin : Admin | 04-SEP-2024 12:42:34PM | E1117 : Arun Kumar
Fitting Item | Line Filter |  | A000023 | Air Filter, 1/2" - YD 017 (AO), Make- YUKA, Model-YD 017 (AO), Size-1/2" |  | 0 | PCS | 0 | 1 | Part | 18 | 0 | NO | NO |  | NO |  | 14-APR-2023 4:50:25PM | [26 empty] | Admin : Admin | 04-SEP-2024 12:42:46PM | E1117 : Arun Kumar
Fitting Item | Line Filter |  | A000024 | Air Filter, 3/4" - YD 058 (AA), Make- YUKA, Model-YD 058 (AA), Size-3/4" |  | 0 | PCS | 0 | 1 | Part | 18 | 0 | NO | NO |  | NO |  | 14-APR-2023 4:50:25PM | [26 empty] | Admin : Admin | 04-SEP-2024 12:43:01PM | E1117 : Arun Kumar
Fitting Item | Line Filter |  | A000025 | Air Filter, 3/4"- YD 058 (ACS), Make- YUKA, Model-YD 058 (ACS), Size-3/4" |  | 0 | PCS | 0 | 1 | Part | 18 | 0 | NO | NO |  | NO |  | 14-APR-2023 4:50:25PM | [26 empty] | Admin : Admin | 04-SEP-2024 12:43:15PM | E1117 : Arun Kumar
Fitting Item | Line Filter |  | A000026 | Air Filter, 3/4- YD 058 AO, Make- YUKA, Model-YD 058 AO, Size-3/4 |  | 0 | PCS | 0 | 1 | Part | 18 | 0 | NO | NO |  | NO |  | 14-APR-2023 4:50:25PM | [26 empty] | Admin : Admin | 04-SEP-2024 12:43:49PM | E1117 : Arun Kumar
Fitting Item | Line Filter |  | A000027 | Air Filter, 15 - YD 145 AA, Make- YUKA, Model-YD 145 AA, Size-15 |  | 0 | PCS | 0 | 1 | Part | 18 | 0 | NO | NO |  | NO |  | 14-APR-2023 4:50:25PM | [26 empty] | Admin : Admin | 04-SEP-2024 12:44:06PM | E1117 : Arun Kumar
Fitting Item | Line Filter |  | A000028 | Air Filter, 1.5" - YD 145 (ACS), Make- YUKA, Model-YD 145 (ACS), Size-1.5" |  | 0 | PCS | 0 | 1 | Part | 18 | 0 | NO | NO |  | NO |  | 14-APR-2023 4:50:25PM | [26 empty] | Admin : Admin | 04-SEP-2024 12:44:34PM | E1117 : Arun Kumar
Fitting Item | Line Filter |  | A000029 | Air Filter, 1.5" - YD 145 (AO), Make- YUKA, Model-YD 145 (AO), Size-1.5" |  | 0 | PCS | 0 | 1 | Part | 18 | 0 | NO | NO |  | NO |  | 14-APR-2023 4:50:25PM | [26 empty] | Admin : Admin | 04-SEP-2024 12:45:39PM | E1117 : Arun Kumar
Fitting Item | Line Filter |  | A000030 | Air Filter, 2" - YD 220 (AA), Make- YUKA, Model-YD 220 (AA), Size-2" |  | 0 | PCS | 0 | 1 | Part | 18 | 0 | NO | NO |  | NO |  | 14-APR-2023 4:50:25PM | [26 empty] | Admin : Admin | 04-SEP-2024 12:47:04PM | E1117 : Arun Kumar
Fitting Item | Line Filter |  | A000031 | Air Filter, 2" - YD 220 (ACS), Make- YUKA, Model-YD 220 (ACS), Size-2" |  | 0 | PCS | 0 | 1 | Part | 18 | 0 | NO | NO |  | NO |  | 14-APR-2023 4:50:25PM | [26 empty] | Admin : Admin | 04-SEP-2024 12:47:18PM | E1117 : Arun Kumar
Fitting Item | Line Filter |  | A000032 | Air Filter, 2" - YD 220 (AO), Make- YUKA, Model-YD 220 (AO), Size-2" |  | 0 | PCS | 0 | 1 | Part | 18 | 0 | NO | NO |  | NO |  | 14-APR-2023 4:50:25PM | [26 empty] | Admin : Admin | 04-SEP-2024 12:47:31PM | E1117 : Arun Kumar
Fitting Item | Line Filter |  | A000033 | Air Filter, 2.5" - YF 0120 (AA), Make- YUKA, Model-YF 0120 (AA), Size-2.5" |  | 12 | PCS | 1 | 1 | Part | 18 | 0 | NO | NO |  | NO |  | 14-APR-2023 4:50:25PM | [26 empty] | Admin : Admin | 17-MAY-2024 1:54:59PM | E1117 : Arun Kumar
Fitting Item | Line Filter |  | A000034 | Air Filter, 2.5"- YF 0120 (ACS), Make- YUKA, Model-YF 0120 (ACS), Size-2.5" |  | 9 | PCS | 1 | 1 | Part | 18 | 0 | NO | NO |  | NO |  | 14-APR-2023 4:50:25PM | [26 empty] | Admin : Admin | 23-OCT-2024 12:45:04PM | E1117 : Arun Kumar
Fitting Item | Line Filter |  | A000035 | Air Filter, 2.5"- YF 0120 (AO), Make- YUKA, Model-YF 0120 (AO), Size-2.5" |  | 9 | PCS | 1 | 1 | Part | 18 | 0 | NO | NO |  | NO |  | 14-APR-2023 4:50:25PM | [26 empty] | Admin : Admin | 17-MAY-2024 1:56:33PM | E1117 : Arun Kumar
Fitting Item | Line Filter |  | A000036 | Air Filter, 1- YF 080 AA, Make- YUKA, Model-YF 080 AA, Size-1 |  | 0 | PCS | 1 | 1 | Part | 18 | 0 | NO | NO |  | NO |  | 14-APR-2023 4:50:25PM | [26 empty] | Admin : Admin | 04-SEP-2024 12:47:46PM | E1117 : Arun Kumar
Fitting Item | Line Filter |  | A000037 | Air Filter, 1" - YF 080 (AA), Make- YUKA, Model-YF 080 (ACS), Size-1" |  | 0 | PCS | 1 | 1 | Part | 18 | 0 | NO | NO |  | NO |  | 14-APR-2023 4:50:25PM | [26 empty] | Admin : Admin | 04-SEP-2024 12:48:09PM | E1117 : Arun Kumar
Fitting Item | Line Filter |  | A000038 | Air Filter, 1" - YF 080 (AO), Make- YUKA, Model-YF 080 (AO), Size-1" |  | 0 | PCS | 1 | 1 | Part | 18 | 0 | NO | NO |  | NO |  | 14-APR-2023 4:50:25PM | [26 empty] | Admin : Admin | 04-SEP-2024 12:48:24PM | E1117 : Arun Kumar
Electrical Item |  |  | A000039 | Air Pipe Manifold, For Angle Valve, 1.5"2010 mm |  | 0 |  |  | 1 | Part |  |  | NO | NO |  | NO |  | 14-APR-2023 4:50:25PM | [26 empty] | Admin : Admin
Block | In Active |  | A000040 | Air PipeJINDAL1" | 39172110 | 0 | MTR | 1 | 1 | Part | 18 | 0 | NO | NO |  | NO |  | 14-APR-2023 4:50:25PM | [26 empty] | Admin : Admin | 27-JUN-2024 9:52:44AM | E1117 : Arun Kumar
Fitting Item | Jindal Fitting |  | A000041 | Air Pipe ID 25 mm Make Jindal | 39172110 | 74.5 | MTR | 202.3 | 1 | Part | 18 | 0 | NO | NO |  | NO |  | 14-APR-2023 4:50:25PM | [26 empty] | Admin : Admin | 04-SEP-2024 10:25:06AM | E1117 : Arun Kumar
Fitting Item | Jindal Fitting |  | A000042 | Air PipeJINDAL3/4" | 39172110 | 29.7 | MTR | 146.3 | 1 | Part | 18 | 0 | NO | NO |  | NO |  | 14-APR-2023 4:50:25PM | [26 empty] | Admin : Admin | 28-MAR-2025 10:40:23AM | H1155 : Raushan Kumar
Fitting Item | Fitting Acce |  | A000043 | Allen Key T Type-3 mm |  | 10 | PCS | 0 | 1 | Part | 18 | 0 | NO | NO |  | NO |  | 14-APR-2023 4:50:25PM | [26 empty] | Admin : Admin | 04-MAR-2024 11:14:00AM | E1117 : Arun Kumar
Fitting Item | Fitting Acce |  | A000044 | Allen Key T- type 4 mm |  | 2 | PCS | 0 | 1 | Part | 18 | 0 | NO | NO |  | NO |  | 14-APR-2023 4:50:25PM | [26 empty] | Admin : Admin | 23-OCT-2024 12:45:04PM | E1117 : Arun Kumar
Fitting Item | Fitting Acce |  | A000045 | Allen Key T- Type A5 mm |  | 3 | PCS | 120 | 1 | Part | 18 | 0 | NO | NO |  | NO |  | 14-APR-2023 4:50:25PM | [26 empty] | Admin : Admin | 09-APR-2025 3:54:26PM | H1155 : Raushan Kumar
Fitting Item | Fitting Acce |  | A000046 | Allen Key T- type 6 mm |  | 0 | PCS | 0 | 1 | Part | 18 | 0 | NO | NO |  | NO |  | 14-APR-2023 4:50:25PM | [26 empty] | Admin : Admin | 24-NOV-2023 10:48:00AM | E1117 : Arun Kumar
Fitting Item | Fitting Acce |  | A000047 | Allen KeyTAPARIAT LONG5 mm |  | 0 | PCS | 110 | 1 | Part | 18 | 0 | NO | NO |  | NO |  | 14-APR-2023 4:50:25PM | [26 empty] | Admin : Admin | 04-MAR-2025 4:48:20PM | H1155 : Raushan Kumar
Electrical Item | Wires |  | A000048 | Alumina |  | 0 |  | 1 | 1 | Part | 18 | 0 | NO | NO |  | NO |  | 14-APR-2023 4:50:25PM | [26 empty] | Admin : Admin | 07-MAY-2024 3:44:59PM | H1155 : Raushan Kumar
Semi Finished Goods | Raw materials |  | A000049 | Base FrameMS1010 X 2300 mm |  | 0 | PCS | 0 | 1 | Part | 18 | 0 | NO | NO |  | NO |  | 14-APR-2023 4:50:25PM | [26 empty] | Admin : Admin | 30-SEP-2024 4:16:17PM | E1117 : Arun Kumar
Electrical Item |  |  | A000050 | Base FrameMS1020 X 1350 mm |  | 0 |  |  | 1 | Part |  |  | NO | NO |  | NO |  | 14-APR-2023 4:50:25PM | [26 empty] | Admin : Admin
Electrical Item |  |  | A000051 | Base FrameMS1100 X 1550 mm |  | 0 |  | 1 | 1 | Part |  |  | NO | NO |  | NO |  | 14-APR-2023 4:50:25PM | [26 empty] | Admin : Admin | 07-MAY-2024 1:05:18PM | H1155 : Raushan Kumar
Electrical Item |  |  | A000052 | Base FrameMS1190 X 1720 mm |  | 0 |  |  | 1 | Part |  |  | NO | NO |  | NO |  | 14-APR-2023 4:50:25PM | [26 empty] | Admin : Admin
Electrical Item |  |  | A000053 | Base FrameMS1240 X 1820 mm |  | 0 |  |  | 1 | Part |  |  | NO | NO |  | NO |  | 14-APR-2023 4:50:25PM | [26 empty] | Admin : Admin
Electrical Item |  |  | A000054 | Base FrameMS1290 X 1900 mm |  | 0 |  |  | 1 | Part |  |  | NO | NO |  | NO |  | 14-APR-2023 4:50:25PM | [26 empty] | Admin : Admin
Electrical Item |  |  | A000055 | Base FrameMS1590 X 2300 mm |  | 0 |  |  | 1 | Part |  |  | NO | NO |  | NO |  | 14-APR-2023 4:50:25PM | [26 empty] | Admin : Admin
Semi Finished Goods | Raw materials |  | A000056 | Base FrameMS840 X 1000 mm | 7216 | 0 | PCS | 6550 | 1 | Part | 18 | 0 | NO | NO |  | NO |  | 14-APR-2023 4:50:25PM | [26 empty] | Admin : Admin | 22-MAY-2024 1:53:58PM | E1117 : Arun Kumar
Fitting Item | Nut and Bolt |  | A000057 | Bolt, Allen, Make- MS High Tensile Black4 X 16 mm |  | 688 | PCS | 0 | 1 | Part | 18 | 0 | NO | NO |  | NO |  | 14-APR-2023 4:50:25PM | [26 empty] | Admin : Admin | 08-MAR-2025 12:05:17PM | H1155 : Raushan Kumar
Fitting Item | Nut and Bolt |  | A000058 | Bolt, Allen, Make- MS High Tensile Black4 X 30 mm |  | 1425 | PCS | 0 | 1 | Part | 18 | 0 | NO | NO |  | NO |  | 14-APR-2023 4:50:25PM | [26 empty] | Admin : Admin | 09-APR-2025 2:31:38PM | H1155 : Raushan Kumar
Fitting Item | Nut and Bolt |  | A000059 | Bolt, Allen, Make- SS6 X 20 mm |  | 1512 | PCS | 0 | 1 | Part | 18 | 0 | NO | NO |  | NO |  | 14-APR-2023 4:50:25PM | [26 empty] | Admin : Admin | 09-APR-2025 2:31:39PM | H1155 : Raushan Kumar
Electrical Item |  |  | A000060 | Bolt, Fastener8 mm |  | 0 |  | 1 | 1 | Part |  |  | NO | NO |  | NO |  | 14-APR-2023 4:50:25PM | [26 empty] | Admin : Admin | 17-MAY-2024 9:30:29AM | H1155 : Raushan Kumar
Fitting Item | Nut and Bolt |  | A000061 | Bolt, Hex - 10 X 40 mm, Make- MS High Tensile Black10 X 40 mm |  | 692 | PCS | 0 | 1 | Part | 18 | 0 | NO | NO |  | NO |  | 14-APR-2023 4:50:25PM | [26 empty] | Admin : Admin | 08-MAY-2025 5:34:06PM | H1155 : Raushan Kumar
Fitting Item | Nut and Bolt |  | A000062 | Bolt, Hex - 6 X 30 mm, Make- SS6 X 30 mm |  | 498 | PCS | 1 | 1 | Part | 18 | 0 | NO | NO |  | NO |  | 14-APR-2023 4:50:25PM | [26 empty] | Admin : Admin | 08-FEB-2025 9:54:37AM | E1117 : Arun Kumar
Fitting Item | Nut and Bolt |  | A000063 | Bolt, Hex - 6 X 90 mm, Make- SS6 X 90 mm |  | 38 | PCS | 1 | 1 | Part | 18 | 0 | NO | NO |  | NO |  | 14-APR-2023 4:50:25PM | [26 empty] | Admin : Admin | 08-FEB-2025 9:55:03AM | E1117 : Arun Kumar
Fitting Item | MS Fitting |  | A000064 | Bolt, Rivet3 mm | 7318 | 748 | PCS | 0.8 | 1 | Part | 18 | 0 | NO | NO |  | NO |  | 14-APR-2023 4:50:25PM | [26 empty] | Admin : Admin | 09-APR-2025 2:31:39PM | H1155 : Raushan Kumar
Fitting Item | Fitting Acce |  | A000065 | Bolt, Screw, Make- SS4 X 10 mm |  | 4634 | PCS | 0 | 1 | Part | 18 | 0 | NO | NO |  | NO |  | 14-APR-2023 4:50:25PM | [26 empty] | Admin : Admin | 07-MAR-2025 12:22:11PM | H1155 : Raushan Kumar
Electrical Item |  |  | A000066 | Bolt, U - 1.5"1.5" |  | 0 |  |  | 1 | Part |  |  | NO | NO |  | NO |  | 14-APR-2023 4:50:25PM | [26 empty] | Admin : Admin
Electrical Item |  |  | A000067 | Bolt, U - 3"3" |  | 0 |  | 1 | 1 | Part |  |  | NO | NO |  | NO |  | 14-APR-2023 4:50:25PM | [26 empty] | Admin : Admin | 08-MAY-2024 4:19:27PM | H1155 : Raushan Kumar
Fitting Item | Nut and Bolt |  | A000068 | Bolt, U - 5"5" |  | 60 | PCS | 0 | 1 | Part | 18 | 0 | NO | NO |  | NO |  | 14-APR-2023 4:50:25PM | [26 empty] | Admin : Admin | 04-MAR-2025 2:03:20PM | H1155 : Raushan Kumar
Electrical Item |  |  | A000069 | Bolt, U - 6"6" |  | 0 |  | 1 | 1 | Part |  |  | NO | NO |  | NO |  | 14-APR-2023 4:50:25PM | [26 empty] | Admin : Admin | 17-MAY-2024 9:21:35AM | H1155 : Raushan Kumar
Fitting Item | Brass Fitting |  | A000070 | Brass Fitting, Bush Reducer 1" X 1/2", Make- PBI1" X 1/2" |  | 453 | PCS | 0 | 1 | Part | 18 | 0 | NO | NO |  | NO |  | 14-APR-2023 4:50:25PM | [26 empty] | Admin : Admin | 08-MAR-2025 3:30:33PM | H1155 : Raushan Kumar
Fitting Item | Brass Fitting |  | A000071 | Brass Fitting, Bush Reducer 1" X 1/4", Make- PBI1" X 1/4" |  | 35 | PCS | 0 | 1 | Part | 18 | 0 | NO | NO |  | NO |  | 14-APR-2023 4:50:25PM | [26 empty] | Admin : Admin | 04-SEP-2024 9:51:02AM | E1117 : Arun Kumar
Fitting Item | Brass Fitting |  | A000072 | Brass Fitting, Bush Reducer 1.25" X 1", Make- PBI1.25" X 1" |  | 163 | PCS | 0 | 1 | Part | 18 | 0 | NO | NO |  | NO |  | 14-APR-2023 4:50:25PM | [26 empty] | Admin : Admin | 22-OCT-2024 11:35:34AM | E1117 : Arun Kumar
Fitting Item | Brass Fitting |  | A000073 | Brass Fitting, Bush Reducer 1.25" X 3/4", Make- PBI1.25" X 3/4" |  | 123 | PCS | 0 | 1 | Part | 18 | 0 | NO | NO |  | NO |  | 14-APR-2023 4:50:25PM | [26 empty] | Admin : Admin | 22-OCT-2024 1:52:59PM | E1117 : Arun Kumar
Fitting Item | Brass Fitting |  | A000074 | Brass Fitting, Bush Reducer 1.5" X 1", Make- PBI1.5" X 1" |  | 690 | PCS | 0 | 1 | Part | 18 | 0 | NO | NO |  | NO |  | 14-APR-2023 4:50:25PM | [26 empty] | Admin : Admin | 08-MAR-2025 3:30:33PM | H1155 : Raushan Kumar
Fitting Item | Brass Fitting |  | A000075 | Brass Fitting, Bush Reducer 1/2" X 1/4", Make- PBI1/2" X 1/4" |  | 1303 | PCS | 0 | 1 | Part | 18 | 0 | NO | NO |  | NO |  | 14-APR-2023 4:50:25PM | [26 empty] | Admin : Admin | 09-APR-2025 2:31:39PM | H1155 : Raushan Kumar
Fitting Item | Brass Fitting |  | A000076 | Brass Fitting, Bush Reducer 2" X 1.5", Make- PBI2" X 1.5" |  | 95 | PCS | 0 | 1 | Part | 18 | 0 | NO | NO |  | NO |  | 14-APR-2023 4:50:25PM | [26 empty] | Admin : Admin | 11-APR-2025 12:58:38PM | H1155 : Raushan Kumar
Fitting Item | Brass Fitting |  | A000077 | Brass Fitting, Bush Reducer 2.5" X 2", Make- PBI2.5" X 2" |  | 6 | PCS | 0 | 1 | Part | 18 | 0 | NO | NO |  | NO |  | 14-APR-2023 4:50:25PM | [26 empty] | Admin : Admin | 22-OCT-2024 11:38:35AM | E1117 : Arun Kumar
Fitting Item | Brass Fitting |  | A000078 | Brass Fitting, Bush Reducer 3/4" X 1/2", Make- PBI3/4" X 1/2" |  | 380 | PCS | 48 | 1 | Part | 18 | 0 | NO | NO |  | NO |  | 14-APR-2023 4:50:25PM | [26 empty] | Admin : Admin | 09-APR-2025 4:34:31PM | H1155 : Raushan Kumar
Fitting Item | Brass Fitting |  | A000079 | Brass Fitting, Cross - (Female) 3/4", Make- PBI3/4" |  | 160 | PCS | 0 | 1 | Part | 18 | 0 | NO | NO |  | NO |  | 14-APR-2023 4:50:25PM | [26 empty] | Admin : Admin | 22-OCT-2024 11:38:35AM | E1117 : Arun Kumar
Fitting Item | Brass Fitting |  | A000080 | Brass Fitting, Dead Plug 1", Make- PBI1" |  | 411 | PCS | 0 | 1 | Part | 18 | 0 | NO | NO |  | NO |  | 14-APR-2023 4:50:25PM | [26 empty] | Admin : Admin | 09-APR-2025 2:31:38PM | H1155 : Raushan Kumar
Fitting Item | Brass Fitting |  | A000081 | Brass Fitting, Dead Plug 1.5", Make- PBI1.5" |  | 0 | PCS | 0 | 1 | Part | 18 | 0 | NO | NO |  | NO |  | 14-APR-2023 4:50:25PM | [26 empty] | Admin : Admin | 04-SEP-2024 9:55:37AM | E1117 : Arun Kumar
Fitting Item | Brass Fitting |  | A000082 | Brass Fitting, Dead Plug 1/2", Make- PBI1/2" |  | 448 | PCS | 0 | 1 | Part | 18 | 0 | NO | NO |  | NO |  | 14-APR-2023 4:50:25PM | [26 empty] | Admin : Admin | 20-MAR-2025 10:45:32AM | H1155 : Raushan Kumar
Fitting Item | Brass Fitting |  | A000083 | Brass Fitting, Dead Plug 3/4", Make- PBI3/4" |  | 132 | PCS | 0 | 1 | Part | 18 | 0 | NO | NO |  | NO |  | 14-APR-2023 4:50:25PM | [26 empty] | Admin : Admin | 22-OCT-2024 1:52:59PM | E1117 : Arun Kumar
Fitting Item | Brass Fitting |  | A000084 | Brass Fitting, Elbow (F) 1", Make- PBI1" |  | 326 | PCS | 0 | 1 | Part | 18 | 0 | NO | NO |  | NO |  | 14-APR-2023 4:50:25PM | [26 empty] | Admin : Admin | 18-APR-2025 12:08:51PM | H1155 : Raushan Kumar
Fitting Item | Brass Fitting |  | A000085 | Brass Fitting, Elbow (F) 1/2", Make- PBI1/2" |  | 183 | PCS | 0 | 1 | Part | 18 | 0 | NO | NO |  | NO |  | 14-APR-2023 4:50:25PM | [26 empty] | Admin : Admin | 11-JUN-2025 5:09:10PM | H1155 : Raushan Kumar
Fitting Item | Brass Fitting |  | A000086 | Brass Fitting, Elbow (F) 1/4", Make- PBI1/4" |  | 16 | PCS | 0 | 1 | Part | 18 | 0 | NO | NO |  | NO |  | 14-APR-2023 4:50:25PM | [26 empty] | Admin : Admin | 09-APR-2025 2:37:55PM | H1155 : Raushan Kumar
Fitting Item | Brass Fitting |  | A000087 | Brass Fitting, Elbow (F) 3/4", Make- PBI3/4" |  | 15 | PCS | 0 | 1 | Part | 18 | 0 | NO | NO |  | NO |  | 14-APR-2023 4:50:25PM | [26 empty] | Admin : Admin | 29-APR-2025 12:33:15PM | H1155 : Raushan Kumar
Fitting Item | Brass Fitting |  | A000088 | Brass Fitting, Hex Nipple - 1", Make- PBI1" |  | 3466 | PCS | 0 | 1 | Part | 18 | 0 | NO | NO |  | NO |  | 14-APR-2023 4:50:25PM | [26 empty] | Admin : Admin | 18-APR-2025 12:08:51PM | H1155 : Raushan Kumar
Fitting Item | Brass Fitting |  | A000089 | Brass Fitting, Hex Nipple - 1.5", Make- PBI1.5" |  | 1409 | PCS | 0 | 1 | Part | 18 | 0 | NO | NO |  | NO |  | 14-APR-2023 4:50:25PM | [26 empty] | Admin : Admin | 13-FEB-2025 11:54:57AM | H1155 : Raushan Kumar
Fitting Item | Brass Fitting |  | A000090 | Brass Fitting, Hex Nipple - 1/2", Make- PBI1/2" |  | 301 | PCS | 67 | 1 | Part | 18 | 0 | NO | NO |  | NO |  | 14-APR-2023 4:50:25PM | [26 empty] | Admin : Admin | 10-APR-2025 2:09:13PM | H1155 : Raushan Kumar
Fitting Item | Brass Fitting |  | A000091 | Brass Fitting, Hex Nipple - 2", Make- PBI2" |  | 320 | PCS | 0 | 1 | Part | 18 | 0 | NO | NO |  | NO |  | 14-APR-2023 4:50:25PM | [26 empty] | Admin : Admin | 22-OCT-2024 11:52:17AM | E1117 : Arun Kumar
Fitting Item | Brass Fitting |  | A000092 | Brass Fitting, Hex Nipple - 3/4", Make- PBI3/4" |  | 1831 | PCS | 0 | 1 | Part | 18 | 0 | NO | NO |  | NO |  | 14-APR-2023 4:50:25PM | [26 empty] | Admin : Admin | 09-APR-2025 2:31:39PM | H1155 : Raushan Kumar
Fitting Item | Brass Fitting |  | A000093 | Brass Fitting, Hex Reducer - 1" X 1/2", Make- PBI1" X 1/2" |  | 510 | PCS | 0 | 1 | Part | 18 | 0 | NO | NO |  | NO |  | 14-APR-2023 4:50:25PM | [26 empty] | Admin : Admin | 09-APR-2025 2:31:38PM | H1155 : Raushan Kumar
Fitting Item | Brass Fitting |  | A000094 | Brass Fitting, Hex Reducer - 1" X 1/4", Make- PBI1" X 1/4" |  | 181 | PCS | 0 | 1 | Part | 18 | 0 | NO | NO |  | NO |  | 14-APR-2023 4:50:25PM | [26 empty] | Admin : Admin | 04-SEP-2024 9:59:49AM | E1117 : Arun Kumar
Fitting Item | Brass Fitting |  | A000095 | Brass Fitting, Hex Reducer - 1" X 3/4", Make- PBI1" X 3/4" |  | 165 | PCS | 400 | 1 | Part | 18 | 0 | NO | NO |  | NO |  | 14-APR-2023 4:50:25PM | [26 empty] | Admin : Admin | 27-JAN-2025 3:12:51PM | H1155 : Raushan Kumar
Fitting Item | Brass Fitting |  | A000096 | Brass Fitting, Hex Reducer - 1/2" x 1/4", Make- PBI1/2" X 1/4" |  | 111 | PCS | 0 | 1 | Part | 18 | 0 | NO | NO |  | NO |  | 14-APR-2023 4:50:25PM | [26 empty] | Admin : Admin | 15-MAY-2025 11:01:32AM | H1155 : Raushan Kumar
Fitting Item | Brass Fitting |  | A000097 | Brass Fitting, Hex Reducer - 2" X 1.5", Make- PBI2" X 1.5" |  | 260 | PCS | 0 | 1 | Part | 18 | 0 | NO | NO |  | NO |  | 14-APR-2023 4:50:25PM | [26 empty] | Admin : Admin | 06-MAY-2025 3:32:30PM | E1117 : Arun Kumar
Fitting Item | Brass Fitting |  | A000098 | Brass Fitting, Hex Reducer - 3/4" X 1/2", Make- PBI3/4" X 1/2" |  | 15 | PCS | 0 | 1 | Part | 18 | 0 | NO | NO |  | NO |  | 14-APR-2023 4:50:25PM | [26 empty] | Admin : Admin | 09-APR-2025 4:34:31PM | H1155 : Raushan Kumar
Fitting Item | Brass Fitting |  | A000099 | Brass Fitting, Hose Elbow - 1/2", Make- PBI1/2" |  | 11 | PCS | 1 | 1 | Part | 18 | 0 | NO | NO |  | NO |  | 14-APR-2023 4:50:25PM | [26 empty] | Admin : Admin | 22-OCT-2024 11:52:17AM | E1117 : Arun Kumar
Fitting Item | Brass Fitting |  | A000100 | Brass Fitting, Hose Nipple - 1/2", Make- PBI1/2" |  | 165 | PCS | 0 | 1 | Part | 18 | 0 | NO | NO |  | NO |  | 14-APR-2023 4:50:25PM | [26 empty] | Admin : Admin | 22-OCT-2024 11:58:33AM | E1117 : Arun Kumar
Fitting Item | Brass Fitting |  | A000101 | Brass Fitting, Socket 1", Make- PBI1" |  | 0 | PCS | 1 | 1 | Part | 18 | 0 | NO | NO |  | NO |  | 14-APR-2023 4:50:25PM | [26 empty] | Admin : Admin | 03-OCT-2024 10:08:24AM | H1155 : Raushan Kumar
Fitting Item | Brass Fitting |  | A000102 | Brass Fitting, Socket 1/2", Make- PBI1/2" |  | 45 | PCS | 43 | 1 | Part | 18 | 0 | NO | NO |  | NO |  | 14-APR-2023 4:50:25PM | [26 empty] | Admin : Admin | 09-APR-2025 2:31:39PM | H1155 : Raushan Kumar
Fitting Item | Brass Fitting |  | A000103 | Brass Fitting, Socket 1/4", Make- PBI1/4" |  | 213 | PCS | 0 | 1 | Part | 18 | 0 | NO | NO |  | NO |  | 14-APR-2023 4:50:25PM | [26 empty] | Admin : Admin | 09-APR-2025 2:37:55PM | H1155 : Raushan Kumar
Fitting Item | Brass Fitting |  | A000104 | Brass Fitting, Socket 3/4", Make- PBI3/4" |  | 298 | PCS | 0 | 1 | Part | 18 | 0 | NO | NO |  | NO |  | 14-APR-2023 4:50:25PM | [26 empty] | Admin : Admin | 27-JAN-2025 3:12:50PM | H1155 : Raushan Kumar
Fitting Item | Brass Fitting |  | A000105 | Brass Fitting, Tee (F) 1", Make- PBI1" |  | 830 | PCS | 0 | 1 | Part | 18 | 0 | NO | NO |  | NO |  | 14-APR-2023 4:50:25PM | [26 empty] | Admin : Admin | 18-APR-2025 12:08:51PM | H1155 : Raushan Kumar
Fitting Item | Brass Fitting |  | A000106 | Brass Fitting, Tee (F) 1/2", Make- PBI1/2" |  | 187 | PCS | 131 | 1 | Part | 18 | 0 | NO | NO |  | NO |  | 14-APR-2023 4:50:25PM | [26 empty] | Admin : Admin | 09-APR-2025 2:31:39PM | H1155 : Raushan Kumar
Fitting Item | Brass Fitting |  | A000107 | Brass Fitting, Tee (F) 3/4", Make- PBI3/4" |  | 345 | PCS | 0 | 1 | Part | 18 | 0 | NO | NO |  | NO |  | 14-APR-2023 4:50:25PM | [26 empty] | Admin : Admin | 09-APR-2025 3:54:54PM | H1155 : Raushan Kumar
Electrical Item |  |  | A000108 | Cabinet Door Beading, 15 Mtr.15 Mtr. |  | 0 |  |  | 1 | Part |  |  | NO | NO |  | NO |  | 14-APR-2023 4:50:25PM | [26 empty] | Admin : Admin
Electrical Item |  |  | A000109 | Cabinet Door Beading, 8 Mtr.8 Mtr. |  | 0 |  |  | 1 | Part |  |  | NO | NO |  | NO |  | 14-APR-2023 4:50:25PM | [26 empty] | Admin : Admin
Electrical Item |  |  | A000110 | Cabinet, Medo, Make- MS1100 X 298 X 1547 mm |  | 0 |  |  | 1 | Part |  |  | NO | NO |  | NO |  | 14-APR-2023 4:50:25PM | [26 empty] | Admin : Admin
Electrical Item |  |  | A000111 | Cabinet, Medo, Make- MS1675 X 700 X 280 mm |  | 0 |  |  | 1 | Part |  |  | NO | NO |  | NO |  | 14-APR-2023 4:50:25PM | [26 empty] | Admin : Admin | 21-DEC-2024 11:34:57AM | H1155 : Raushan Kumar
Electrical Item |  |  | A000112 | Cabinet, Medo, Make- MS1679 X 700 X 280 mm |  | 0 |  |  | 1 | Part |  |  | NO | NO |  | NO |  | 14-APR-2023 4:50:25PM | [26 empty] | Admin : Admin
Electrical Item |  |  | A000113 | Cabinet, Medo, Make- MS1680 X 700 X 280 mm |  | 0 |  | 1 | 1 | Part |  |  | NO | NO |  | NO |  | 14-APR-2023 4:50:25PM | [26 empty] | Admin : Admin | 25-JUL-2024 12:32:49PM | H1155 : Raushan Kumar
Electrical Item | PVC Conduit fittings |  | A000114 | Cable Tie, 8"8" |  | 1 | PCS | 0 | 1 | Part | 18 | 0 | NO | NO |  | NO |  | 14-APR-2023 4:50:25PM | [26 empty] | Admin : Admin | 19-MAR-2025 2:18:50PM | H1155 : Raushan Kumar
Electrical Item | PVC Conduit fittings |  | A000115 | Cable Tray, 2 inch x 2500 mm |  | 294 | PCS | 1 | 1 | Part | 18 | 0 | NO | NO |  | NO |  | 14-APR-2023 4:50:25PM | [26 empty] | Admin : Admin | 05-JUN-2025 11:33:57AM | H1155 : Raushan Kumar
Electrical Item | PVC Conduit fittings |  | A000116 | Cable Tray, 4 inch x 2500 mm |  | 78 | PCS | 1 | 1 | Part | 18 | 0 | NO | NO |  | NO |  | 14-APR-2023 4:50:25PM | [26 empty] | Admin : Admin | 17-MAY-2025 12:16:26PM | H1155 : Raushan Kumar
Electrical Item | Capacit |  | A000117 | Ceramic Ball |  | 0 |  | 1 | 1 | Part | 18 | 0 | NO | NO |  | NO |  | 14-APR-2023 4:50:25PM | [26 empty] | Admin : Admin | 07-MAY-2024 3:44:59PM | H1155 : Raushan Kumar
Electrical Item |  |  | A000118 | Clamp, Actuator Clamp, Make- MS1" |  | 232 |  |  | 1 | Part |  |  | NO | NO |  | NO |  | 14-APR-2023 4:50:25PM | [26 empty] | Admin : Admin | 25-OCT-2024 12:23:08PM | E1117 : Arun Kumar
Electrical Item |  |  | A000119 | Clamp, Actuator Clamp, Make- MS1/2" |  | 0 |  |  | 1 | Part |  |  | NO | NO |  | NO |  | 14-APR-2023 4:50:25PM | [26 empty] | Admin : Admin
Electrical Item |  |  | A000120 | Clamp, Actuator Clamp, Make- MS3/4" |  | 0 |  |  | 1 | Part |  |  | NO | NO |  | NO |  | 14-APR-2023 4:50:25PM | [26 empty] | Admin : Admin
Semi Finished Goods | Sheet Metal Fabrication |  | A000121 | Clamp, Angle Valve Clamp, Make- MS1" |  | 92 | PCS | 1 | 1 | Part | 18 | 0 | NO | NO |  | NO |  | 14-APR-2023 4:50:25PM | [26 empty] | Admin : Admin | 28-APR-2025 12:06:00PM | H1155 : Raushan Kumar
Semi Finished Goods | Sheet Metal Fabrication |  | A000122 | Clamp, Angle Valve Clamp, Make- MS1.5" |  | 1400 | PCS | 1 | 1 | Part | 18 | 0 | NO | NO |  | NO |  | 14-APR-2023 4:50:25PM | [26 empty] | Admin : Admin | 04-JAN-2025 10:39:36AM | E1117 : Arun Kumar
Semi Finished Goods | Sheet Metal Fabrication |  | A000123 | Clamp, Angle Valve Clamp, Make- MS1/2" |  | 690 | PCS | 1 | 1 | Part | 18 | 0 | NO | NO |  | NO |  | 14-APR-2023 4:50:25PM | [26 empty] | Admin : Admin | 09-APR-2025 2:31:38PM | H1155 : Raushan Kumar
Fitting Item | Fitting Acce |  | A000124 | Clamp, Angle Valve Clamp, Make- MS3/4" |  | 0 | PCS | 1 | 1 | Part | 18 | 0 | NO | NO |  | NO |  | 14-APR-2023 4:50:25PM | [26 empty] | Admin : Admin | 04-JAN-2025 10:38:55AM | E1117 : Arun Kumar
Electrical Item |  |  | A000125 | Clamp, Hose Clamp - 1/2", Make- JOLLY1/2" |  | 306 |  | 1 | 1 | Part |  |  | NO | NO |  | NO |  | 14-APR-2023 4:50:25PM | [26 empty] | Admin : Admin | 28-JAN-2025 10:36:45AM | H1155 : Raushan Kumar
Fitting Item | Fitting Acce |  | A000126 | Clamp, Pressure Gauge Clamp, Make- MS, Model-FOR CABINET, Size-2.5" |  | 109 | PCS | 0 | 1 | Part | 18 | 0 | NO | NO |  | NO |  | 14-APR-2023 4:50:25PM | [26 empty] | Admin : Admin | 09-APR-2025 2:31:38PM | H1155 : Raushan Kumar
Fitting Item | Pneumatics |  | A000127 | Clamp, Pressure Regulator Clamp, Make- JANATICS1/4" | 84879000 | 41 | PCS | 28 | 1 | Part | 18 | 0 | NO | NO |  | NO |  | 14-APR-2023 4:50:25PM | [26 empty] | Admin : Admin | 09-APR-2025 2:31:38PM | H1155 : Raushan Kumar
Consumable Item | paint & acces |  | A000128 | Cleaner, For Fitting CleaningHalf Bottle |  | 0 | PCS | 1 | 1 | Part | 18 | 0 | NO | NO |  | NO |  | 14-APR-2023 4:50:25PM | [26 empty] | Admin : Admin | 04-SEP-2024 10:15:30AM | E1117 : Arun Kumar
Electrical Item |  |  | A000129 | Communication Cable, HMI, Make- MITSUBISHI |  | 0 |  | 900 | 1 | Part |  |  | NO | NO |  | NO |  | 14-APR-2023 4:50:25PM | [26 empty] | Admin : Admin | 15-MAY-2025 11:26:31AM | H1155 : Raushan Kumar
Fitting Item | Fitting Acce |  | A000130 | Concealed HingesDIRAK/ARIHANT |  | 41 | PCS | 0 | 1 | Part | 18 | 0 | NO | NO |  | NO |  | 14-APR-2023 4:50:25PM | [26 empty] | Admin : Admin | 26-FEB-2024 3:22:56PM | H1155 : Raushan Kumar
Electrical Item | PVC Conduit fittings |  | A000131 | Conduit Gland, PG-16PG-16 | 39174000 | 53 | PCS | 29.25 | 1 | Part | 18 | 0 | NO | NO |  | NO |  | 14-APR-2023 4:50:25PM | [26 empty] | Admin : Admin | 09-JUN-2025 11:06:11AM | H1155 : Raushan Kumar
Electrical Item | PVC Conduit fittings |  | A000132 | Conduit Gland, PG-9 | 8536 | 23 | PCS | 20.25 | 1 | Part | 18 | 0 | NO | NO |  | NO |  | 14-APR-2023 4:50:25PM | [26 empty] | Admin : Admin | 09-JUN-2025 11:06:11AM | H1155 : Raushan Kumar
Electrical Item | PVC Conduit fittings |  | A000133 | Conduit Pipe PG16 | 39171020 | 33 | MTR | 90 | 1 | Part | 18 | 0 | NO | NO |  | NO |  | 14-APR-2023 4:50:25PM | [26 empty] | Admin : Admin | 09-JUN-2025 11:06:11AM | H1155 : Raushan Kumar
Electrical Item | PVC Conduit fittings |  | A000134 | Conduit Pipe PG9 | 39171020 | 55 | MTR | 50 | 1 | Part | 18 | 0 | NO | NO |  | NO |  | 14-APR-2023 4:50:25PM | [26 empty] | Admin : Admin | 09-JUN-2025 11:06:11AM | H1155 : Raushan Kumar
Electrical Item | controller |  | A000135 | Control Plate, 340 X 620 mm, Make- Hindustan Electricals340 X 620 mm |  | 2 | Bundel | 0 | 1 | Part | 18 | 0 | NO | NO |  | NO |  | 14-APR-2023 4:50:25PM | [26 empty] | Admin : Admin | 25-OCT-2024 2:10:31PM | E1117 : Arun Kumar
Fitting Item | Fitting Acce |  | A000136 | CS Fitting, Hex Nipple - 1", Make- CS1" |  | 53 | PCS | 1 | 1 | Part | 18 | 0 | NO | NO |  | NO |  | 14-APR-2023 4:50:25PM | [26 empty] | Admin : Admin | 11-FEB-2025 11:15:00AM | H1155 : Raushan Kumar
Electrical Item |  |  | A000137 | CS Fitting, Hex Nipple - 1.5", Make- CS1.5" |  | 0 |  |  | 1 | Part |  |  | NO | NO |  | NO |  | 14-APR-2023 4:50:25PM | [26 empty] | Admin : Admin
Electrical Item |  |  | A000138 | CS Fitting, Hex Nipple - 1/2", Make- CS1/2" |  | 0 |  |  | 1 | Part |  |  | NO | NO |  | NO |  | 14-APR-2023 4:50:25PM | [26 empty] | Admin : Admin
Fitting Item | Fitting Acce |  | A000139 | CS Fitting, Hex Nipple - 2", Make- CS2" |  | 66 | PCS | 1 | 1 | Part | 18 | 0 | NO | NO |  | NO |  | 14-APR-2023 4:50:25PM | [26 empty] | Admin : Admin | 10-FEB-2025 12:46:59PM | H1155 : Raushan Kumar
Electrical Item |  |  | A000140 | CS Fitting, Hex Nipple - 3/4", Make- CS3/4" |  | 0 |  |  | 1 | Part |  |  | NO | NO |  | NO |  | 14-APR-2023 4:50:25PM | [26 empty] | Admin : Admin
Block | In Active |  | A000141 | Cutter |  | 0 |  | 1 | 1 | Part | 18 | 0 | NO | NO |  | NO |  | 14-APR-2023 4:50:25PM | [26 empty] | Admin : Admin | 27-JUN-2024 9:51:13AM | E1117 : Arun Kumar
Electrical Item |  |  | A000142 | Door LockDIRAK/ARIHANTQUARTER TURN |  | 138 |  | 1 | 1 | Part |  |  | NO | NO |  | NO |  | 14-APR-2023 4:50:25PM | [26 empty] | Admin : Admin | 08-OCT-2024 11:03:56AM | E1117 : Arun Kumar
Fitting Item | Fitting Acce |  | A000143 | Door LockDIRAK/ARIHANTSWING HANDLE |  | 22 | PCS | 1 | 1 | Part | 18 | 0 | NO | NO |  | NO |  | 14-APR-2023 4:50:25PM | [26 empty] | Admin : Admin | 09-APR-2025 2:31:38PM | H1155 : Raushan Kumar
After Sales | Spare |  | A000144 | Drain, Electric Drain, Make- YUKA, Model-EDV200D, Size-1/2" |  | 0 | PCS | 900 | 1 | Part | 18 | 0 | NO | NO |  | NO |  | 14-APR-2023 4:50:25PM | [26 empty] | Admin : Admin | 03-SEP-2024 11:33:20AM | H1155 : Raushan Kumar
After Sales | Spare |  | A000145 | Drain, Float Type Drain, Make- YUKA, Model-HAD 20B, Size-1/2" |  | 38 | PCS | 1 | 1 | Part | 18 | 0 | NO | NO |  | NO |  | 14-APR-2023 4:50:25PM | [26 empty] | Admin : Admin | 11-FEB-2025 12:13:51PM | E1117 : Arun Kumar
Electrical Item |  |  | A000146 | Earthing Strip, 25 Mtr.25 Mtr. |  | 0 |  |  | 1 | Part |  |  | NO | NO |  | NO |  | 14-APR-2023 4:50:25PM | [26 empty] | Admin : Admin
Electrical Item |  |  | A000147 | EPE Foam10 mm |  | 0 |  | 1000 | 1 | Part |  |  | NO | NO |  | NO |  | 14-APR-2023 4:50:25PM | [26 empty] | Admin : Admin | 31-JUL-2024 1:46:41PM | H1155 : Raushan Kumar
Electrical Item | Capacit |  | A000148 | FanHICOOL/REXNORD24 V DC96 X 96 mm |  | 1 | PCS | 296.61 | 1 | Part | 18 | 0 | NO | NO |  | NO |  | 14-APR-2023 4:50:25PM | [26 empty] | Admin : Admin | 08-JAN-2025 3:34:34PM | H1155 : Raushan Kumar
Electrical Item | controller |  | A000149 | Fan Filter 96 X 96 mm Model- 3321207 Outlet Filter For Sk Make- Rittal | 392690 | 18 | PCS | 359.82 | 1 | Part | 18 | 0 | NO | NO |  | NO |  | 14-APR-2023 4:50:25PM | [26 empty] | Admin : Admin | 09-JUN-2025 11:06:11AM | H1155 : Raushan Kumar
Electrical Item |  |  | A000150 | Sandwich, 541 mmHole dia/ 4-5 mm, Pitch/ 10 mm541 mm |  | 0 |  |  | 1 | Part |  |  | NO | NO |  | NO |  | 14-APR-2023 4:50:25PM | [26 empty] | Admin : Admin
Electrical Item | Wires |  | A000151 | Ferrules, 1 3 X 20 mm | 8536 | 0 | PCS | 1 | 1 | Part | 18 | 0 | NO | NO |  | NO |  | 14-APR-2023 4:50:25PM | [26 empty] | Admin : Admin | 13-FEB-2025 2:44:04PM | H1155 : Raushan Kumar
Electrical Item | Wires |  | A000152 | Ferrules, 10 3 X 20 mm | 8536 | 0 | PCS | 1 | 1 | Part | 18 | 0 | NO | NO |  | NO |  | 14-APR-2023 4:50:25PM | [26 empty] | Admin : Admin | 13-FEB-2025 2:44:04PM | H1155 : Raushan Kumar
Electrical Item | Wires |  | A000153 | Ferrules, 2 3 X 20 mm | 8536 | 0 | PCS | 1 | 1 | Part | 18 | 0 | NO | NO |  | NO |  | 14-APR-2023 4:50:25PM | [26 empty] | Admin : Admin | 13-FEB-2025 2:44:04PM | H1155 : Raushan Kumar
Electrical Item | Wires |  | A000154 | Ferrules, 24 V3 X 20 mm | 8536 | 0 | PCS | 1 | 1 | Part | 18 | 0 | NO | NO |  | NO |  | 14-APR-2023 4:50:25PM | [26 empty] | Admin : Admin | 13-FEB-2025 2:44:04PM | H1155 : Raushan Kumar
Electrical Item | Wires |  | A000155 | Ferrules, 3 3 X 20 mm | 8536 | 0 | PCS | 1 | 1 | Part | 18 | 0 | NO | NO |  | NO |  | 14-APR-2023 4:50:25PM | [26 empty] | Admin : Admin | 13-FEB-2025 2:44:04PM | H1155 : Raushan Kumar
Electrical Item | Wires |  | A000156 | Ferrules, 4 3 X 20 mm | 8536 | 0 | PCS | 1 | 1 | Part | 18 | 0 | NO | NO |  | NO |  | 14-APR-2023 4:50:25PM | [26 empty] | Admin : Admin | 13-FEB-2025 2:44:04PM | H1155 : Raushan Kumar
Electrical Item | Wires |  | A000157 | Ferrules, 5 3 X 20 mm | 8536 | 0 | PCS | 1 | 1 | Part | 18 | 0 | NO | NO |  | NO |  | 14-APR-2023 4:50:25PM | [26 empty] | Admin : Admin | 13-FEB-2025 2:44:04PM | H1155 : Raushan Kumar
Electrical Item | Wires |  | A000158 | Ferrules, 6 3 X 20 mm | 8536 | 0 | PCS | 1 | 1 | Part | 18 | 0 | NO | NO |  | NO |  | 14-APR-2023 4:50:25PM | [26 empty] | Admin : Admin | 13-FEB-2025 2:44:04PM | H1155 : Raushan Kumar
Electrical Item | Wires |  | A000159 | Ferrules, 7 3 X 20 mm | 8536 | 0 | PCS | 1 | 1 | Part | 18 | 0 | NO | NO |  | NO |  | 14-APR-2023 4:50:25PM | [26 empty] | Admin : Admin | 13-FEB-2025 2:44:04PM | H1155 : Raushan Kumar
Electrical Item | Wires |  | A000160 | Ferrules, 8 3 X 20 mm | 8536 | 0 | PCS | 1 | 1 | Part | 18 | 0 | NO | NO |  | NO |  | 14-APR-2023 4:50:25PM | [26 empty] | Admin : Admin | 13-FEB-2025 2:44:04PM | H1155 : Raushan Kumar
Electrical Item | Wires |  | A000161 | Ferrules, 9 3 X 20 mm | 8536 | 0 | PCS | 1 | 1 | Part | 18 | 0 | NO | NO |  | NO |  | 14-APR-2023 4:50:25PM | [26 empty] | Admin : Admin | 13-FEB-2025 2:44:04PM | H1155 : Raushan Kumar
Electrical Item | Wires |  | A000162 | Ferrules, A1 3 X 20 mm |  | 0 | PCS | 1 | 1 | Part | 18 | 0 | NO | NO |  | NO |  | 14-APR-2023 4:50:25PM | [26 empty] | Admin : Admin | 13-FEB-2025 2:44:04PM | H1155 : Raushan Kumar
Electrical Item | Wires |  | A000163 | Ferrules, A4 3 X 20 mm | 8536 | 0 | PCS | 1 | 1 | Part | 18 | 0 | NO | NO |  | NO |  | 14-APR-2023 4:50:25PM | [26 empty] | Admin : Admin | 13-FEB-2025 2:44:04PM | H1155 : Raushan Kumar
Electrical Item | Wires |  | A000164 | Ferrules, A5 3 X 20 mm | 8536 | 0 | PCS | 1 | 1 | Part | 18 | 0 | NO | NO |  | NO |  | 14-APR-2023 4:50:25PM | [26 empty] | Admin : Admin | 13-FEB-2025 2:44:04PM | H1155 : Raushan Kumar
Electrical Item | Wires |  | A000165 | Ferrules, Dryer3 X 20 mm | 8536 | 0 | PCS | 1 | 1 | Part | 18 | 0 | NO | NO |  | NO |  | 14-APR-2023 4:50:25PM | [26 empty] | Admin : Admin | 13-FEB-2025 2:44:04PM | H1155 : Raushan Kumar
Electrical Item | Wires |  | A000166 | Ferrules, Earthing Symbols3 X 20 mm | 8536 | 0 | PCS | 1 | 1 | Part | 18 | 0 | NO | NO |  | NO |  | 14-APR-2023 4:50:25PM | [26 empty] | Admin : Admin | 13-FEB-2025 2:44:04PM | H1155 : Raushan Kumar
Electrical Item | Wires |  | A000167 | Ferrules, N 3 X 20 mm | 8536 | 6 | PCS | 1 | 1 | Part | 18 | 0 | NO | NO |  | NO |  | 14-APR-2023 4:50:25PM | [26 empty] | Admin : Admin | 13-FEB-2025 2:44:04PM | H1155 : Raushan Kumar
Electrical Item | Wires |  | A000168 | Ferrules, Oc Ferrule3 X 20 mm | 8536 | 0 | PCS | 1 | 1 | Part | 18 | 0 | NO | NO |  | NO |  | 14-APR-2023 4:50:25PM | [26 empty] | Admin : Admin | 15-MAY-2025 11:26:31AM | H1155 : Raushan Kumar
Electrical Item | Wires |  | A000169 | Ferrules, P 3 X 20 mm | 8536 | 0 | PCS | 1 | 1 | Part | 18 | 0 | NO | NO |  | NO |  | 14-APR-2023 4:50:25PM | [26 empty] | Admin : Admin | 13-FEB-2025 2:44:04PM | H1155 : Raushan Kumar
Semi Finished Goods | Sheet Metal Fabrication |  | A000170 | Diffuser, 3/4"3/4" |  | 22 | PCS | 600 | 1 | Part | 12 | 0 | NO | NO |  | NO |  | 14-APR-2023 4:50:25PM | [26 empty] | Admin : Admin | 09-APR-2025 2:31:38PM | H1155 : Raushan Kumar
Electrical Item | Wires |  | A000171 | Ferrules, X1 3 X 20 mm | 8536 | 0 | PCS | 1 | 1 | Part | 18 | 0 | NO | NO |  | NO |  | 14-APR-2023 4:50:25PM | [26 empty] | Admin : Admin | 13-FEB-2025 2:44:04PM | H1155 : Raushan Kumar
Electrical Item | Wires |  | A000172 | Ferrules, X2 3 X 20 mm | 8536 | 6 | PCS | 1 | 1 | Part | 18 | 0 | NO | NO |  | NO |  | 14-APR-2023 4:50:25PM | [26 empty] | Admin : Admin | 13-FEB-2025 2:46:52PM | H1155 : Raushan Kumar
Semi Finished Goods | Sheet Metal Fabrication |  | A000173 | Filter Mounting Plate, 1100 mm - MS, Make- MS1100 mm |  | 18 | PCS | 0 | 1 | Part | 18 | 0 | NO | NO |  | NO |  | 14-APR-2023 4:50:25PM | [26 empty] | Admin : Admin | 08-MAR-2025 3:35:30PM | H1155 : Raushan Kumar
Semi Finished Goods | Sheet Metal Fabrication |  | A000174 | Filter Mounting Plate, 1020 mm - MS, Make- MS1020 mm |  | 23 | PCS | 0 | 1 | Part | 18 | 0 | NO | NO |  | NO |  | 14-APR-2023 4:50:25PM | [26 empty] | Admin : Admin | 04-SEP-2024 2:02:12PM | E1117 : Arun Kumar
Semi Finished Goods | Sheet Metal Fabrication |  | A000175 | Filter Mounting Plate, 1215 mm - MS, Make- MS1215 mm |  | 0 | PCS | 0 | 1 | Part | 18 | 0 | NO | NO |  | NO |  | 14-APR-2023 4:50:25PM | [26 empty] | Admin : Admin | 19-DEC-2024 11:24:09AM | H1155 : Raushan Kumar
Semi Finished Goods | Sheet Metal Fabrication |  | A000176 | Filter Mounting Plate, 600 mm - MS, Make- MS600 mm |  | 0 | PCS | 1 | 1 | Part | 18 | 0 | NO | NO |  | NO |  | 14-APR-2023 4:50:25PM | [26 empty] | Admin : Admin | 27-JAN-2025 10:25:32AM | H1155 : Raushan Kumar
Semi Finished Goods | Sheet Metal Fabrication |  | A000177 | Filter Mounting Plate, 900 mm - 900 mm, Make- MS900 mm |  | 24 | PCS | 0 | 1 | Part | 18 | 0 | NO | NO |  | NO |  | 14-APR-2023 4:50:25PM | [26 empty] | Admin : Admin | 23-OCT-2024 12:52:21PM | E1117 : Arun Kumar
Semi Finished Goods | Sheet Metal Fabrication |  | A000178 | Filter Mounting Plate, 975 mm - 975 mm, Make- MS975 mm |  | 15 | PCS | 0 | 1 | Part | 18 | 0 | NO | NO |  | NO |  | 14-APR-2023 4:50:25PM | [26 empty] | Admin : Admin | 23-OCT-2024 12:52:21PM | E1117 : Arun Kumar
Fitting Item | Pneumatics |  | A000179 | Filter Regulator, 1/2" - JANACTICS, Make- JANACTICS1/2" |  | 215 | PCS | 0.1 | 1 | Part | 18 | 0 | NO | NO |  | NO |  | 14-APR-2023 4:50:25PM | [26 empty] | Admin : Admin | 21-APR-2025 4:52:18PM | H1155 : Raushan Kumar
Fitting Item | Pneumatics |  | A000180 | Filter Regulator, 1/4" - JANACTICS, Make- JANACTICS1/4" |  | 70 | PCS | 0 | 1 | Part | 18 | 0 | NO | NO |  | NO |  | 14-APR-2023 4:50:25PM | [26 empty] | Admin : Admin | 09-APR-2025 2:31:38PM | H1155 : Raushan Kumar
Fitting Item | Pneumatics |  | A000181 | Filter Regulator, 3/4" - JANACTICS, Make- JANACTICS3/4" |  | 2 | PCS | 0 | 1 | Part | 18 | 0 | NO | NO |  | NO |  | 14-APR-2023 4:50:25PM | [26 empty] | Admin : Admin | 04-SEP-2024 1:57:36PM | E1117 : Arun Kumar
Electrical Item |  |  | A000182 | Fine SS Mesh, For Diffuser, Make- SS, Model-1.5 No. Hole, Size-100 X 173 mm |  | 0 |  |  | 1 | Part |  |  | NO | NO |  | NO |  | 14-APR-2023 4:50:25PM | [26 empty] | Admin : Admin
Electrical Item |  |  | A000183 | Fine SS Mesh, For Diffuser, Make- SS, Model-1.5 No. Hole, Size-100 X 214 mm |  | 0 |  |  | 1 | Part |  |  | NO | NO |  | NO |  | 14-APR-2023 4:50:25PM | [26 empty] | Admin : Admin
Electrical Item |  |  | A000184 | Fine SS Mesh, For Diffuser, Make- SS, Model-1.5 No. Hole, Size-100 X 248 mm |  | 0 |  |  | 1 | Part |  |  | NO | NO |  | NO |  | 14-APR-2023 4:50:25PM | [26 empty] | Admin : Admin
Fitting Item | Fitting Acce |  | A000185 | Diffuser, 1.5"1.5" |  | 18 | PCS | 1 | 1 | Part | 18 | 0 | NO | NO |  | NO |  | 14-APR-2023 4:50:25PM | [26 empty] | Admin : Admin | 26-DEC-2024 10:58:00AM | H1155 : Raushan Kumar
Electrical Item |  |  | A000186 | Fine SS Mesh, For Diffuser1.5 No. Hole100 X 248 mm |  | 0 |  |  | 1 | Part |  |  | NO | NO |  | NO |  | 14-APR-2023 4:50:25PM | [26 empty] | Admin : Admin
Electrical Item |  |  | A000187 | Fine SS Mesh, For Diffuser, Make- SS, Model-40 No. Hole, Size-100 X 173 mm |  | 0 |  |  | 1 | Part |  |  | NO | NO |  | NO |  | 14-APR-2023 4:50:25PM | [26 empty] | Admin : Admin
Electrical Item |  |  | A000188 | Fine SS Mesh, For Diffuser, Make- SS, Model-40 No. Hole, Size-100 X 214 mm |  | 0 |  |  | 1 | Part |  |  | NO | NO |  | NO |  | 14-APR-2023 4:50:25PM | [26 empty] | Admin : Admin
Electrical Item |  |  | A000189 | Fine SS Mesh, For Diffuser, Make- SS, Model-40 No. Hole, Size-100 X 248 mm |  | 0 |  |  | 1 | Part |  |  | NO | NO |  | NO |  | 14-APR-2023 4:50:25PM | [26 empty] | Admin : Admin
Electrical Item |  |  | A000190 | Flow Meter, (0-200) M3/Hr.1/2" |  | 11 |  |  | 1 | Part |  |  | NO | NO |  | NO |  | 14-APR-2023 4:50:25PM | [26 empty] | Admin : Admin | 25-OCT-2024 12:17:36PM | E1117 : Arun Kumar
Electrical Item |  |  | A000191 | Flow Meter, (0-400) M3/Hr.1/2" |  | 24 |  | 1 | 1 | Part |  |  | NO | NO |  | NO |  | 14-APR-2023 4:50:25PM | [26 empty] | Admin : Admin | 25-OCT-2024 12:17:36PM | E1117 : Arun Kumar
Electrical Item |  |  | A000192 | Flow Meter, (0-800) M3/Hr.1/2" |  | 17 |  | 1 | 1 | Part |  |  | NO | NO |  | NO |  | 14-APR-2023 4:50:25PM | [26 empty] | Admin : Admin | 25-OCT-2024 12:17:36PM | E1117 : Arun Kumar
After Sales | Line Filter/Air Filter Spare |  | A000193 | Element LFA 020 AAR |  | 4 | PCS | 1 | 1 | Part | 18 | 0 | NO | NO |  | NO |  | 14-APR-2023 4:50:25PM | [26 empty] | Admin : Admin | 28-JAN-2025 5:03:36PM | H1155 : Raushan Kumar
Fitting Item | Line Filter |  | A000194 | Hepa FilterYUKAYD025 (AAR)3/4" |  | 0 | PCS | 0 | 1 | Part | 18 | 0 | NO | NO |  | NO |  | 14-APR-2023 4:50:25PM | [26 empty] | Admin : Admin | 04-SEP-2024 1:57:54PM | E1117 : Arun Kumar
Block | In Active |  | A000195 | HMI, With ClampGS2107-WTBD |  | 0 | SET | 1 | 1 | Part | 18 | 0 | NO | NO |  | NO |  | 14-APR-2023 4:50:26PM | [26 empty] | Admin : Admin | 27-JUN-2024 9:52:06AM | E1117 : Arun Kumar
Fitting Item | MS Fitting |  | A000196 | Hollow Plug, 2 "X 1" - MS, Make- MS2 "X 1" | 8479 | 40 | PCS | 500 | 1 | Part | 18 | 0 | NO | NO |  | NO |  | 14-APR-2023 4:50:26PM | [26 empty] | Admin : Admin | 09-APR-2025 2:31:38PM | H1155 : Raushan Kumar
Block | In Active |  | A000197 | Hollow Plug, 2" X 1" - MS, Make- MS2" X 1" |  | 0 |  | 1 | 1 | Part | 18 | 0 | NO | NO |  | NO |  | 14-APR-2023 4:50:26PM | [26 empty] | Admin : Admin | 24-JAN-2025 9:30:41AM | E1117 : Arun Kumar
Electrical Item |  |  | A000198 | Hollow Plug, 2" X 1/2" - MS, Make- MS2" X 1/2" |  | 0 |  | 1 | 1 | Part |  |  | NO | NO |  | NO |  | 14-APR-2023 4:50:26PM | [26 empty] | Admin : Admin | 20-SEP-2024 2:42:54PM | H1155 : Raushan Kumar
Fitting Item | Fitting Acce |  | A000199 | Hollow Plug, 2" X 3/4" - MS, Make- MS2" X 3/4" | 8208 | 69 | PCS | 500 | 1 | Part | 18 | 0 | NO | NO |  | NO |  | 14-APR-2023 4:50:26PM | [26 empty] | Admin : Admin | 09-APR-2025 2:31:38PM | H1155 : Raushan Kumar
Electrical Item |  |  | A000200 | Hollow Plug, 2.5" X 1.5" - MS, Make- MS2.5" X 1.5" |  | 16 |  | 1 | 1 | Part |  |  | NO | NO |  | NO |  | 14-APR-2023 4:50:26PM | [26 empty] | Admin : Admin | 26-DEC-2024 10:58:00AM | H1155 : Raushan Kumar
Electrical Item |  |  | A000201 | Hollow Plug, 2.5" X1 .5" - MS, Make- MS2.5" X1 .5" |  | 74 |  |  | 1 | Part |  |  | NO | NO |  | NO |  | 14-APR-2023 4:50:26PM | [26 empty] | Admin : Admin | 25-OCT-2024 12:17:36PM | E1117 : Arun Kumar
Fitting Item | MS Fitting |  | A000202 | Hollow Plug, 3" X 2" - MS, Make- MS3" X 2" |  | 4 | PCS | 1 | 1 | Part | 18 | 0 | NO | NO |  | NO |  | 14-APR-2023 4:50:26PM | [26 empty] | Admin : Admin | 13-FEB-2025 2:05:44PM | E1117 : Arun Kumar
Fitting Item | R 6 Hose |  | A000203 | Hose, Crimped, 1050 mm - 1"-R6, Make- PARKER, Model-R6, Size-1" |  | 0 | PCS | 1 | 1 | Part | 18 | 0 | NO | NO |  | NO |  | 14-APR-2023 4:50:26PM | [26 empty] | Admin : Admin | 29-JUL-2024 2:10:16PM | H1155 : Raushan Kumar
Fitting Item | R 6 Hose |  | A000204 | Hose, Crimped, 1100 mm - 1" - R6, Make- PARKER, Model-R6, Size-1" |  | 0 | PCS | 1 | 1 | Part | 18 | 0 | NO | NO |  | NO |  | 14-APR-2023 4:50:26PM | [26 empty] | Admin : Admin | 27-JAN-2025 3:12:50PM | H1155 : Raushan Kumar
Fitting Item | R 6 Hose |  | A000205 | Hose, Crimped, 12 Mtr - 1.5", Make- PARKER, Model-AIR MASTER, Size-1.5" |  | 0 | PCS | 0 | 1 | Part | 18 | 0 | NO | NO |  | NO |  | 14-APR-2023 4:50:26PM | [26 empty] | Admin : Admin | 28-AUG-2024 3:34:02PM | E1117 : Arun Kumar
Fitting Item | R 6 Hose |  | A000206 | Hose, Crimped, 1200 mm - 1" - R6, Make- PARKER, Model-R6, Size-1" | 40092100 | 0 | PCS | 600 | 1 | Part | 18 | 0 | NO | NO |  | NO |  | 14-APR-2023 4:50:26PM | [26 empty] | Admin : Admin | 03-APR-2025 10:40:46AM | H1155 : Raushan Kumar
Fitting Item | Teflon Hose |  | A000207 | Hose - Teflon, Crimped, 130 mm - 1/2", Make- Teflon1/2" |  | 0 | PCS | 0 | 1 | Part | 18 | 0 | NO | NO |  | NO |  | 14-APR-2023 4:50:26PM | [26 empty] | Admin : Admin | 24-JUL-2024 11:57:50AM | E1117 : Arun Kumar
Fitting Item | Teflon Hose |  | A000208 | Hose - Teflon, Crimped, 130 mm - 3/4", Make- Teflon3/4" |  | 7 | PCS | 0 | 1 | Part | 18 | 0 | NO | NO |  | NO |  | 14-APR-2023 4:50:26PM | [26 empty] | Admin : Admin | 24-JUL-2024 11:57:58AM | E1117 : Arun Kumar
Fitting Item | Teflon Hose |  | A000209 | Hose - Teflon, Crimped, 150 mm - 1/2", Make- Teflon1/2" |  | 0 | PCS | 1 | 1 | Part | 18 | 0 | NO | NO |  | NO |  | 14-APR-2023 4:50:26PM | [26 empty] | Admin : Admin | 24-JUL-2024 11:58:07AM | E1117 : Arun Kumar
Fitting Item | Teflon Hose |  | A000210 | Hose - Teflon, Crimped, 170 mm - 1", Make- Teflon1" |  | 8 | PCS | 0 | 1 | Part | 18 | 0 | NO | NO |  | NO |  | 14-APR-2023 4:50:26PM | [26 empty] | Admin : Admin | 24-JUL-2024 11:58:16AM | E1117 : Arun Kumar
Fitting Item | Teflon Hose |  | A000211 | Hose - Teflon, Crimped, 170 mm - 1/2", Make- Teflon1/2" |  | 0 | PCS | 1 | 1 | Part | 18 | 0 | NO | NO |  | NO |  | 14-APR-2023 4:50:26PM | [26 empty] | Admin : Admin | 24-JUL-2024 11:58:31AM | E1117 : Arun Kumar
Fitting Item | Teflon Hose |  | A000212 | Hose - Teflon, Crimped, 170 mm - 3/4", Make- Teflon3/4" |  | 0 | PCS | 1 | 1 | Part | 18 | 0 | NO | NO |  | NO |  | 14-APR-2023 4:50:26PM | [26 empty] | Admin : Admin | 02-APR-2025 11:39:31AM | H1155 : Raushan Kumar
Fitting Item | R 6 Hose |  | A000213 | Hose, Crimped, 2 Mtr - 1.5", Make- PARKER, Model-AIR MASTER, Size-1.5" |  | 0 | PCS | 0 | 1 | Part | 18 | 0 | NO | NO |  | NO |  | 14-APR-2023 4:50:26PM | [26 empty] | Admin : Admin | 28-AUG-2024 3:34:39PM | E1117 : Arun Kumar
Fitting Item | R 6 Hose |  | A000214 | Hose, Crimped, 2 Mtr - 1/2" - R6, Make- PARKER, Model-R6, Size-1/2" |  | 0 | PCS | 518 | 1 | Part | 18 | 0 | NO | NO |  | NO |  | 14-APR-2023 4:50:26PM | [26 empty] | Admin : Admin | 24-JUL-2024 11:43:44AM | E1117 : Arun Kumar
Fitting Item | Teflon Hose |  | A000215 | Hose - Teflon, Crimped, 2 Mtr - 1/2", Make- Teflon1/2" |  | 17 | PCS | 0 | 1 | Part | 18 | 0 | NO | NO |  | NO |  | 14-APR-2023 4:50:26PM | [26 empty] | Admin : Admin | 04-APR-2025 5:07:25PM | H1155 : Raushan Kumar
Fitting Item | Teflon Hose |  | A000216 | Hose - Teflon, Crimped, 200 mm - 1", Make- Teflon1" |  | 0 | PCS | 1 | 1 | Part | 18 | 0 | NO | NO |  | NO |  | 14-APR-2023 4:50:26PM | [26 empty] | Admin : Admin | 24-JUL-2024 11:58:58AM | E1117 : Arun Kumar
Fitting Item | Teflon Hose |  | A000217 | Hose - Teflon, Crimped, 265 mm - 1/2", Make- Teflon1/2" |  | 1 | PCS | 0 | 1 | Part | 18 | 0 | NO | NO |  | NO |  | 14-APR-2023 4:50:26PM | [26 empty] | Admin : Admin | 24-JUL-2024 11:59:17AM | E1117 : Arun Kumar
Fitting Item | Teflon Hose |  | A000218 | Hose - Teflon, Crimped, 275 mm - 1/2", Make- Teflon1/2" |  | 0 | PCS | 0 | 1 | Part | 18 | 0 | NO | NO |  | NO |  | 14-APR-2023 4:50:26PM | [26 empty] | Admin : Admin | 24-JUL-2024 11:59:25AM | E1117 : Arun Kumar
Fitting Item | R 6 Hose |  | A000219 | Hose, Crimped, 3 Mtr - 1" - R6, Make- PARKER, Model-R6, Size-1" |  | 2 | PCS | 0 | 1 | Part | 18 | 0 | NO | NO |  | NO |  | 14-APR-2023 4:50:26PM | [26 empty] | Admin : Admin | 16-JAN-2025 5:19:15PM | H1155 : Raushan Kumar
Fitting Item | R 6 Hose |  | A000220 | Hose, Crimped, 3 Mtr - 3/4" - R6, Make- PARKER, Model-R6, Size-3/4" | 40092100 | 0 | PCS | 1018 | 1 | Part | 18 | 0 | NO | NO |  | NO |  | 14-APR-2023 4:50:26PM | [26 empty] | Admin : Admin | 24-JUN-2024 2:02:15PM | H1155 : Raushan Kumar
Fitting Item | Teflon Hose |  | A000221 | Hose - Teflon, Crimped, 375 mm - 1/2", Make- Teflon1/2" |  | 0 | PCS | 0 | 1 | Part | 18 | 0 | NO | NO |  | NO |  | 14-APR-2023 4:50:26PM | [26 empty] | Admin : Admin | 24-JUL-2024 11:59:39AM | E1117 : Arun Kumar
Fitting Item | R 6 Hose |  | A000222 | Hose, Crimped, 4 Mtr - 1/2" - R6, Make- PARKER, Model-R6, Size-1/2" |  | 0 | PCS | 1457 | 1 | Part | 18 | 0 | NO | NO |  | NO |  | 14-APR-2023 4:50:26PM | [26 empty] | Admin : Admin | 15-MAR-2025 10:55:55AM | H1155 : Raushan Kumar
Fitting Item | Teflon Hose |  | A000223 | Hose - Teflon, Crimped, 4 Mtr - 1", Make- Teflon1" |  | 51 | PCS | 0 | 1 | Part | 18 | 0 | NO | NO |  | NO |  | 14-APR-2023 4:50:26PM | [26 empty] | Admin : Admin | 21-APR-2025 4:11:02PM | H1155 : Raushan Kumar
Fitting Item | Teflon Hose |  | A000224 | Hose - Teflon, Crimped, 4 Mtr - 1/2", Make- Teflon1/2" |  | 62 | PCS | 1457 | 1 | Part | 18 | 0 | NO | NO |  | NO |  | 14-APR-2023 4:50:26PM | [26 empty] | Admin : Admin | 01-APR-2025 11:20:51AM | H1155 : Raushan Kumar
Fitting Item | Teflon Hose |  | A000225 | Hose - Teflon, Crimped, 4 Mtr - 3/4", Make- Teflon3/4" | 40092100 | 2 | PCS | 2410 | 1 | Part | 18 | 0 | NO | NO |  | NO |  | 14-APR-2023 4:50:26PM | [26 empty] | Admin : Admin | 22-JAN-2025 9:27:43AM | H1155 : Raushan Kumar
Fitting Item | R 6 Hose |  | A000226 | Hose, Crimped, 400 mm, Make- PARKER, Model-AIR MASTER, Size-1.5" |  | 0 | PCS | 0 | 1 | Part | 18 | 0 | NO | NO |  | NO |  | 14-APR-2023 4:50:26PM | [26 empty] | Admin : Admin | 28-AUG-2024 3:37:35PM | E1117 : Arun Kumar
Fitting Item | Teflon Hose |  | A000227 | Hose - Teflon, Crimped, 410 mm - 3/4", Make- Teflon3/4" |  | 0 | PCS | 0 | 1 | Part | 18 | 0 | NO | NO |  | NO |  | 14-APR-2023 4:50:26PM | [26 empty] | Admin : Admin | 24-JUL-2024 12:00:42PM | E1117 : Arun Kumar
Fitting Item | Teflon Hose |  | A000228 | Hose - Teflon, Crimped, 420 mm - 1/2", Make- Teflon1/2" |  | 21 | PCS | 0 | 1 | Part | 18 | 0 | NO | NO |  | NO |  | 14-APR-2023 4:50:26PM | [26 empty] | Admin : Admin | 24-JUL-2024 12:00:53PM | E1117 : Arun Kumar
Fitting Item | R 6 Hose |  | A000229 | Hose, Crimped, 5 Mtr - 1" - R6, Make- PARKER, Model-R6, Size-1" |  | 0 |  | 0 | 1 | Part | 18 | 0 | NO | NO |  | NO |  | 14-APR-2023 4:50:26PM | [26 empty] | Admin : Admin | 24-JUL-2024 11:44:18AM | E1117 : Arun Kumar
Fitting Item | R 6 Hose |  | A000230 | Hose, Crimped, 5 Mtr -1/2" - R6, Make- PARKER, Model-R6, Size-1/2" |  | 3 | PCS | 1071 | 1 | Part | 18 | 0 | NO | NO |  | NO |  | 14-APR-2023 4:50:26PM | [26 empty] | Admin : Admin | 24-JUL-2024 11:44:28AM | E1117 : Arun Kumar
Fitting Item | R 6 Hose |  | A000231 | Hose, Crimped, 5 Mtr - 3/4" - R6, Make- PARKER, Model-R6, Size-3/4" |  | 1 |  | 1530 | 1 | Part | 18 | 0 | NO | NO |  | NO |  | 14-APR-2023 4:50:26PM | [26 empty] | Admin : Admin | 24-JUL-2024 11:44:49AM | E1117 : Arun Kumar
Fitting Item | Teflon Hose |  | A000232 | Hose - Teflon, Crimped, 5 Mtr - 1", Make- Teflon1" |  | 0 | PCS | 0 | 1 | Part | 18 | 0 | NO | NO |  | NO |  | 14-APR-2023 4:50:26PM | [26 empty] | Admin : Admin | 24-JUL-2024 12:01:10PM | E1117 : Arun Kumar
Fitting Item | Teflon Hose |  | A000233 | Hose - Teflon, Crimped, 530 mm - 1/2", Make- Teflon1/2" |  | 0 | PCS | 0 | 1 | Part | 18 | 0 | NO | NO |  | NO |  | 14-APR-2023 4:50:26PM | [26 empty] | Admin : Admin | 24-JUL-2024 12:01:22PM | E1117 : Arun Kumar
Fitting Item | Teflon Hose |  | A000234 | Hose - Teflon, Crimped, 540 mm - 1/2", Make- Teflon1/2" |  | 0 | PCS | 0 | 1 | Part | 18 | 0 | NO | NO |  | NO |  | 14-APR-2023 4:50:26PM | [26 empty] | Admin : Admin | 24-JUL-2024 12:01:37PM | E1117 : Arun Kumar
Fitting Item | Teflon Hose |  | A000235 | Hose, Crimped, 6 Mtr - 3/4", Make- Teflon3/4" |  | 0 | PCS | 0 | 1 | Part | 18 | 0 | NO | NO |  | NO |  | 14-APR-2023 4:50:26PM | [26 empty] | Admin : Admin | 24-JUL-2024 12:02:11PM | E1117 : Arun Kumar
Fitting Item | Teflon Hose |  | A000236 | Hose - Teflon, Crimped, 620 mm - 1/2", Make- Teflon1/2" |  | 1 | PCS | 0 | 1 | Part | 18 | 0 | NO | NO |  | NO |  | 14-APR-2023 4:50:26PM | [26 empty] | Admin : Admin | 24-JUL-2024 12:02:44PM | E1117 : Arun Kumar
Fitting Item | R 6 Hose |  | A000237 | Hose, Crimped, 8 Mtr - 2", Make- PARKER, Model-AIR MASTER, Size-2" |  | 0 | PCS | 0 | 1 | Part | 18 | 0 | NO | NO |  | NO |  | 14-APR-2023 4:50:26PM | [26 empty] | Admin : Admin | 28-AUG-2024 3:37:59PM | E1117 : Arun Kumar
Fitting Item | R 6 Hose |  | A000238 | Hose, Crimped, 8 Mtr - 1" - R6, Make- PARKER, Model-R6, Size-1" |  | 31 | PCS | 0 | 1 | Part | 18 | 0 | NO | NO |  | NO |  | 14-APR-2023 4:50:26PM | [26 empty] | Admin : Admin | 16-JAN-2025 5:24:13PM | H1155 : Raushan Kumar
Fitting Item | R 6 Hose |  | A000239 | Hose, Crimped, 8 Mtr- 3/4" - R6, Make- PARKER, Model-R6, Size-3/4" | 40092100 | 0 | PCS | 2299 | 1 | Part | 18 | 0 | NO | NO |  | NO |  | 14-APR-2023 4:50:26PM | [26 empty] | Admin : Admin | 18-APR-2024 10:26:06AM | H1155 : Raushan Kumar
Fitting Item | Teflon Hose |  | A000240 | Hose - Teflon, Crimped, 8 Mtr - 1", Make- Teflon1" |  | 0 | PCS | 0 | 1 | Part | 18 | 0 | NO | NO |  | NO |  | 14-APR-2023 4:50:26PM | [26 empty] | Admin : Admin | 03-JAN-2025 4:56:18PM | H1155 : Raushan Kumar
Fitting Item | Teflon Hose |  | A000241 | Hose - Teflon, Crimped, 8 Mtr. 1/2", Make- Teflon1/2" |  | 97 | PCS | 0 | 1 | Part | 18 | 0 | NO | NO |  | NO |  | 14-APR-2023 4:50:26PM | [26 empty] | Admin : Admin | 24-JUL-2024 12:03:10PM | E1117 : Arun Kumar
Fitting Item | R 6 Hose |  | A000242 | Hose, Crimped, 900 mm - 1" -R6, Make- PARKER, Model-R6, Size-1" |  | 0 | PCS | 1200 | 1 | Part | 18 | 0 | NO | NO |  | NO |  | 14-APR-2023 4:50:26PM | [26 empty] | Admin : Admin | 18-FEB-2025 9:36:13AM | H1155 : Raushan Kumar
Fitting Item | R 6 Hose |  | A000243 | Hose, Without Crimped, 100 mm - 1/2 - R6, Make- PARKER, Model-R6 | 73079210 | 0 | PCS | 1 | 1 | Part | 18 | 0 | NO | NO |  | NO |  | 14-APR-2023 4:50:26PM | [26 empty] | Admin : Admin | 21-MAY-2024 12:42:14PM | H1155 : Raushan Kumar
Fitting Item | R 6 Hose |  | A000244 | Hose, Without Crimped, 125 mm - 1/2" - R6, Make- PARKER, Model-R6, Size-1/2" |  | 0 | PCS | 0 | 1 | Part | 18 | 0 | NO | NO |  | NO |  | 14-APR-2023 4:50:26PM | [26 empty] | Admin : Admin | 24-JUL-2024 11:45:53AM | E1117 : Arun Kumar
Fitting Item | R 6 Hose |  | A000245 | Hose, Without Crimped, 130 mm - 1/2" -R6, Make- PARKER, Model-R6, Size-1/2" | 73079210 | 0 | PCS | 1 | 1 | Part | 18 | 0 | NO | NO |  | NO |  | 14-APR-2023 4:50:26PM | [26 empty] | Admin : Admin | 21-MAY-2024 2:15:12PM | H1155 : Raushan Kumar
Electrical Item |  |  | A000246 | Instrument Mounting Plate, 275 x 80 mm - MS, Make- MS275 x 80 mm |  | 2 |  | 1 | 1 | Part |  |  | NO | NO |  | NO |  | 14-APR-2023 4:50:26PM | [26 empty] | Admin : Admin | 21-DEC-2024 11:48:22AM | H1155 : Raushan Kumar
Fitting Item | Jindal Fitting |  | A000247 | Jindal Fitting, Elbow (F) - 1", Make- JINDAL1" |  | 0 | PCS | 0 | 1 | Part | 18 | 0 | NO | NO |  | NO |  | 14-APR-2023 4:50:26PM | [26 empty] | Admin : Admin | 04-SEP-2024 10:25:48AM | E1117 : Arun Kumar
Fitting Item | Jindal Fitting |  | A000248 | Jindal Fitting, Elbow (F) - 1", Make- JINDAL, EZ EQUAL ELBOW 3240X3240X3240 |  | 11 | PCS | 384.3 | 1 | Part | 18 | 0 | NO | NO |  | NO |  | 14-APR-2023 4:50:26PM | [26 empty] | Admin : Admin | 04-SEP-2024 12:14:39PM | H1155 : Raushan Kumar
Fitting Item | Jindal Fitting |  | A000249 | Jindal Fitting, Elbow (F) - 3/4", Make- JINDAL3/4" |  | 5 | PCS | 0 | 1 | Part | 18 | 0 | NO | NO |  | NO |  | 14-APR-2023 4:50:26PM | [26 empty] | Admin : Admin | 28-MAR-2025 10:40:23AM | H1155 : Raushan Kumar
Fitting Item | Jindal Fitting |  | A000250 | Jindal Fitting, Male Connector - 1.5" Bspm X 1" Pipe, Make- JINDAL1.5" Bspm X 1" Pipe |  | 0 | PCS | 0 | 1 | Part | 18 | 0 | NO | NO |  | NO |  | 14-APR-2023 4:50:26PM | [26 empty] | Admin : Admin | 04-SEP-2024 10:38:08AM | E1117 : Arun Kumar
Fitting Item | Jindal Fitting | Jindal | A000251 | Male Connector- Union -3240 x 1-1/5 inch Make- Jindal | 39172110 | 0 | PCS | 328.3 | 1 | Part | 18 | 0 | NO | NO |  | NO |  | 14-APR-2023 4:50:26PM | [26 empty] | Admin : Admin | 14-JAN-2025 2:10:59PM | E1117 : Arun Kumar
Fitting Item | Jindal Fitting |  | A000252 | Jindal Fitting, Male Connector - 3/4" Bspm X 3/4" Pipe, Make- JINDAL3/4" Bspm X 3/4" Pipe |  | 7 | PCS | 1 | 1 | Part | 18 | 0 | NO | NO |  | NO |  | 14-APR-2023 4:50:26PM | [26 empty] | Admin : Admin | 28-MAR-2025 10:40:23AM | H1155 : Raushan Kumar
Fitting Item | Jindal Fitting |  | A000253 | Jindal Fitting, Tee (F) 1", Make- JINDAL1" |  | 0 | PCS | 1 | 1 | Part | 18 | 0 | NO | NO |  | NO |  | 14-APR-2023 4:50:26PM | [26 empty] | Admin : Admin | 04-SEP-2024 10:38:48AM | E1117 : Arun Kumar
Fitting Item | Jindal Fitting |  | A000254 | Jindal Fitting, Tee (F) - 1.5", Make- JINDAL1.5" |  | 20 | PCS | 0 | 1 | Part | 18 | 0 | NO | NO |  | NO |  | 14-APR-2023 4:50:26PM | [26 empty] | Admin : Admin | 03-JAN-2025 2:24:59PM | H1155 : Raushan Kumar
Fitting Item | Jindal Fitting |  | A000255 | Jindal Fitting, Tee (F) - 3/4", Make- JINDAL3/4" |  | 60 | PCS | 0 | 1 | Part | 18 | 0 | NO | NO |  | NO |  | 14-APR-2023 4:50:26PM | [26 empty] | Admin : Admin | 04-SEP-2024 10:39:23AM | E1117 : Arun Kumar
Electrical Item | PVC Conduit fittings |  | A000256 | Junction BoxHENSELKM91056 Port | 85369030 | 6 | PCS | 1650 | 1 | Part | 18 | 0 | NO | NO |  | NO |  | 14-APR-2023 4:50:26PM | [26 empty] | Admin : Admin | 09-APR-2025 2:31:38PM | H1155 : Raushan Kumar
Electrical Item |  |  | A000257 | Junction StandMS395 X 100 X 2 mm |  | 31 |  | 1 | 1 | Part |  |  | NO | NO |  | NO |  | 14-APR-2023 4:50:26PM | [26 empty] | Admin : Admin | 03-JUN-2024 10:08:57AM | H1155 : Raushan Kumar
Electrical Item |  |  | A000258 | L SupportMS135 X 95 X 75 mm |  | 0 |  | 1 | 1 | Part |  |  | NO | NO |  | NO |  | 14-APR-2023 4:50:26PM | [26 empty] | Admin : Admin | 03-JUN-2024 10:08:58AM | H1155 : Raushan Kumar
Electrical Item |  |  | A000259 | Liner |  | 23 |  | 1 | 1 | Part |  |  | NO | NO |  | NO |  | 14-APR-2023 4:50:26PM | [26 empty] | Admin : Admin | 05-AUG-2024 11:51:55AM | H1155 : Raushan Kumar
Fitting Item | Fitting Acce |  | A000260 | Manifold, Product Manifold - Y - 1/2", Make- PBI, Model-Y, Size-1/2" |  | 12 | PCS | 0 | 1 | Part | 18 | 0 | NO | NO |  | NO |  | 14-APR-2023 4:50:26PM | [26 empty] | Admin : Admin | 22-OCT-2024 11:59:33AM | E1117 : Arun Kumar
Electrical Item |  |  | A000261 | Manifold, Top Manifold - Z - 1", Make- PBI, Model-Z, Size-1" |  | 118 | PCS |  | 1 | Part |  |  | NO | NO |  | NO |  | 14-APR-2023 4:50:26PM | [26 empty] | Admin : Admin | 03-JUN-2024 10:08:59AM | H1155 : Raushan Kumar
Electrical Item |  |  | A000262 | Manifold, Top Manifold - Z - 3/4", Make- PBI, Model-Z, Size-3/4" |  | 0 |  | 1 | 1 | Part |  |  | NO | NO |  | NO |  | 14-APR-2023 4:50:26PM | [26 empty] | Admin : Admin | 17-APR-2024 10:57:49AM | H1155 : Raushan Kumar
Electrical Item |  |  | A000263 | Manifold, X Manifold - 1/2", Make- PBI, Model-X, Size-1/2" |  | 53 | PCS |  | 1 | Part |  |  | NO | NO |  | NO |  | 14-APR-2023 4:50:26PM | [26 empty] | Admin : Admin | 22-OCT-2024 1:52:59PM | E1117 : Arun Kumar
Consumable Item | Stickers |  | A000264 | For Industrial Name Plate for project / machine MOC - SS Size 60 x 120 mm |  | 44 | PCS | 100 | 1 | Part | 18 | 0 | NO | NO |  | NO |  | 14-APR-2023 4:50:26PM | [26 empty] | Admin : Admin | 09-JUN-2025 11:06:11AM | H1155 : Raushan Kumar
Consumable Item | Stickers |  | A000265 | For Industrial Pressure Vessel name plate MOC - SS Size 60 x 120 mm |  | 109 | PCS | 100 | 1 | Part | 18 | 0 | NO | NO |  | NO |  | 14-APR-2023 4:50:26PM | [26 empty] | Admin : Admin | 09-JUN-2025 11:06:11AM | H1155 : Raushan Kumar
Fitting Item | Fitting Acce |  | A000266 | NRV CIM-30 1 INCH |  | 124 | PCS | 1 | 1 | Part | 18 | 0 | NO | NO |  | NO |  | 14-APR-2023 4:50:26PM | [26 empty] | Admin : Admin | 13-FEB-2025 12:07:43PM | H1155 : Raushan Kumar
Fitting Item | Fitting Acce |  | A000267 | NRV CIM-32 1/2inch |  | 18 | PCS | 697 | 1 | Part | 18 | 0 | NO | NO |  | NO |  | 14-APR-2023 4:50:26PM | [26 empty] | Admin : Admin | 09-APR-2025 2:37:55PM | H1155 : Raushan Kumar
Fitting Item | Fitting Acce |  | A000268 | NRV CIM-32 3/4 INCH |  | 88 | PCS | 1 | 1 | Part | 18 | 0 | NO | NO |  | NO |  | 14-APR-2023 4:50:26PM | [26 empty] | Admin : Admin | 09-APR-2025 2:37:55PM | H1155 : Raushan Kumar
Fitting Item | Fitting Acce |  | A000269 | Nut, Allen, Make- MS High Tensile Black4 mm |  | 628 | PCS | 0 | 1 | Part | 18 | 0 | NO | NO |  | NO |  | 14-APR-2023 4:50:26PM | [26 empty] | Admin : Admin | 05-JUN-2025 11:52:08AM | H1155 : Raushan Kumar
Fitting Item | Nut and Bolt |  | A000270 | Nut, Hang6 mm | 731815 | 278 | PCS | 1.2 | 1 | Part | 18 | 0 | NO | NO |  | NO |  | 14-APR-2023 4:50:26PM | [26 empty] | Admin : Admin | 15-JUL-2024 12:39:20PM | H1155 : Raushan Kumar
Electrical Item |  |  | A000271 | Nut, Hex8 mm |  | 3457 |  |  | 1 | Part |  |  | NO | NO |  | NO |  | 14-APR-2023 4:50:26PM | [26 empty] | Admin : Admin | 19-MAR-2025 2:18:51PM | H1155 : Raushan Kumar
Fitting Item | Nut and Bolt |  | A000272 | Nut, Hex, Make- MS High Tensile Black10 mm |  | 235 | PCS | 4.07 | 1 | Part | 18 | 0 | NO | NO |  | NO |  | 14-APR-2023 4:50:26PM | [26 empty] | Admin : Admin | 08-MAY-2025 5:34:06PM | H1155 : Raushan Kumar
Fitting Item | Nut and Bolt |  | A000273 | Nut, Hex, Make- SS6 mm |  | 9427 | PCS | 0 | 1 | Part | 18 | 0 | NO | NO |  | NO |  | 14-APR-2023 4:50:26PM | [26 empty] | Admin : Admin | 09-APR-2025 2:31:39PM | H1155 : Raushan Kumar
Electrical Item |  |  | A000274 | Oxygen Transmitter | 90271000 | 0 | PCS | 1 | 14000 | Part | 18 |  | NO | NO |  | NO | Make- Technovation, 4-20 mA Loop Powered ( Non- flameproof) Two wire industry standard transmitter with plastic holder. display and Polycarbonate enclosure for O2 0-100% in steps of 0.1% with 9mm PU Tube Inlet Push in Fitting and with External Flow meter with inlet & outlet connection for Pu tube fitting other details as per Data sheet ref DREF 4-20mA Rev 1 Without Optional extras ( Without Sensor ) | 01-APR-2023 2:40:16PM | Range | 0-100 % | Input Voltage | 24VDC | [22 empty] | Admin : Admin | 11-MAY-2024 12:06:23PM | H1155 : Raushan Kumar
Electrical Item |  |  | A000275 | Perforated Plate, Hole dia/ 4 or 5 mm, Make- MS, Model-Thick/ 4 mm, Pitch/ 10 mm, Size-305 mm |  | 0 |  |  | 1 | Part |  |  | NO | NO |  | NO |  | 14-APR-2023 4:50:26PM | [26 empty] | Admin : Admin
Electrical Item |  |  | A000276 | Perforated Plate, Hole dia/ 4 or 5 mm, Make- MS, Model-Thick/ 4 mm, Pitch/ 10 mm, Size-339 mm |  | 0 |  |  | 1 | Part |  |  | NO | NO |  | NO |  | 14-APR-2023 4:50:26PM | [26 empty] | Admin : Admin
Electrical Item |  |  | A000277 | Perforated Plate, Hole dia/ 4 or 5 mm, Make- MS, Model-Thick/ 4 mm, Pitch/ 10 mm, Size-389 mm |  | 0 |  |  | 1 | Part |  |  | NO | NO |  | NO |  | 14-APR-2023 4:50:26PM | [26 empty] | Admin : Admin
Electrical Item |  |  | A000278 | Perforated Plate, Hole dia/ 4 or 5 mm, Make- MS, Model-Thick/ 4 mm, Pitch/ 10 mm, Size-541 mm |  | 0 |  |  | 1 | Part |  |  | NO | NO |  | NO |  | 14-APR-2023 4:50:26PM | [26 empty] | Admin : Admin
Electrical Item |  |  | A000279 | Perforated Plate, Hole dia/ 4 or 5 mm, Make- MS, Model-Thick/ 4 mm, Pitch/ 10 mm, Size-595 mm |  | 0 |  |  | 1 | Part |  |  | NO | NO |  | NO |  | 14-APR-2023 4:50:26PM | [26 empty] | Admin : Admin
Electrical Item |  |  | A000280 | Perforated Plate, Hole dia/ 4 or 5 mm, Make- MS, Model-Thick/ 4 mm, Pitch/ 10 mm, Size-625 mm |  | 0 |  |  | 1 | Part |  |  | NO | NO |  | NO |  | 14-APR-2023 4:50:26PM | [26 empty] | Admin : Admin
Electrical Item |  |  | A000281 | Perforated Plate, Hole dia/ 4 or 5 mm, Make- MS, Model-Thick/ 4 mm, Pitch/ 10 mm, Size-725 mm |  | 0 |  |  | 1 | Part |  |  | NO | NO |  | NO |  | 14-APR-2023 4:50:26PM | [26 empty] | Admin : Admin
Electrical Item |  |  | A000282 | Perforated Plate, Hole dia/ 4 or 5 mm, Make- MS, Model-Thick/ 4 mm, Pitch/ 10 mm, Size-795 mm |  | 0 |  |  | 1 | Part |  |  | NO | NO |  | NO |  | 14-APR-2023 4:50:26PM | [26 empty] | Admin : Admin
Electrical Item |  |  | A000283 | Perforated Plate, Hole dia/ 4 or 5 mm, Make- MS, Model-Thick/ 4 mm, Pitch/ 10 mm, Size-870 mm |  | 0 |  |  | 1 | Part |  |  | NO | NO |  | NO |  | 14-APR-2023 4:50:26PM | [26 empty] | Admin : Admin
Electrical Item |  |  | A000284 | Perforated Plate, Hole dia/ 4 or 5 mm, Make- MS, Model-Thick/ 4 mm, Pitch/ 10 mm, Size-945 mm |  | 0 |  |  | 1 | Part |  |  | NO | NO |  | NO |  | 14-APR-2023 4:50:26PM | [26 empty] | Admin : Admin
Fitting Item | PHV/PRV |  | A000285 | PHV, 1 Kg/Cm2, Make- AIRA, Model-SUZHIK (PLS), Size-1/2" |  | 7 | PCS | 0 | 1 | Part | 18 | 0 | NO | NO |  | NO |  | 14-APR-2023 4:50:26PM | [26 empty] | Admin : Admin | 09-APR-2025 2:31:38PM | H1155 : Raushan Kumar
Fitting Item | PHV/PRV |  | A000286 | PHV, 5.5 Kg/Cm2, Make- AIRA, Model-SUZHIK (PLS), Size-1" |  | 13 | PCS | 2314 | 1 | Part | 18 | 0 | NO | YES |  | NO |  | 14-APR-2023 4:50:26PM | [26 empty] | Admin : Admin | 19-FEB-2025 9:57:22AM | E1117 : Arun Kumar
Fitting Item | PHV/PRV |  | A000287 | PHV, 5.5 Kg/Cm2, Make- AIRA, Model-SUZHIK (PLS), Size-1/2" |  | 0 | PCS | 0 | 1 | Part | 18 | 0 | NO | NO |  | NO |  | 14-APR-2023 4:50:26PM | [26 empty] | Admin : Admin | 15-NOV-2024 5:09:09PM | H1155 : Raushan Kumar
Fitting Item | PHV/PRV |  | A000288 | PHV, 5.5 Kg/Cm2, Make- AIRA, Model-SUZHIK (PLS), Size-3/4" |  | 51 | PCS | 0 | 1 | Part | 18 | 0 | NO | NO |  | NO |  | 14-APR-2023 4:50:26PM | [26 empty] | Admin : Admin | 09-APR-2025 2:31:38PM | H1155 : Raushan Kumar
Electrical Item |  |  | A000289 | Pipe Manifold StandMS115 X 70 X 50 mm |  | 0 |  |  | 1 | Part |  |  | NO | NO |  | NO |  | 14-APR-2023 4:50:26PM | [26 empty] | Admin : Admin
Asset | Tool Kit |  | A000290 | Pipe WrenchTAPARIA18" |  | 65 | PCS | 0 | 1 | Part | 18 | 0 | NO | NO |  | NO |  | 14-APR-2023 4:50:26PM | [26 empty] | Admin : Admin | 29-APR-2025 12:46:55PM | H1155 : Raushan Kumar
Asset | Tool Kit |  | A000291 | Plier 8 inch Make Taparia | 7318 | 0 | PCS | 240 | 1 | Part | 18 | 0 | NO | NO |  | NO |  | 14-APR-2023 4:50:26PM | [26 empty] | Admin : Admin | 03-MAY-2025 10:49:35AM | H1155 : Raushan Kumar
Electrical Item | Panels |  | A000292 | Power Panel, 11 Kw Double MCCB |  | 0 | PCS | 1 | 1 | Part | 18 | 0 | NO | NO |  | NO |  | 14-APR-2023 4:50:26PM | [26 empty] | Admin : Admin | 07-MAY-2024 12:52:15PM | H1155 : Raushan Kumar
Electrical Item | Panels |  | A000293 | Power Panel, 20 Kw Double MCCB |  | 18 | PCS | 45741 | 1 | Part | 18 | 0 | NO | NO |  | NO |  | 14-APR-2023 4:50:26PM | [26 empty] | Admin : Admin | 30-APR-2025 12:24:31PM | H1155 : Raushan Kumar
Electrical Item | Panels |  | A000294 | Power Panel, 25 Kw Double MCCB |  | 8 | PCS | 48741 | 1 | Part | 18 | 0 | NO | NO |  | NO |  | 14-APR-2023 4:50:26PM | [26 empty] | Admin : Admin | 03-MAY-2024 4:59:04PM | E1117 : Arun Kumar
Electrical Item | Panels |  | A000295 | Power Panel, 30 Kw Double MCCB |  | 2 | PCS | 49341 | 1 | Part | 18 | 0 | NO | NO |  | NO |  | 14-APR-2023 4:50:26PM | [26 empty] | Admin : Admin | 17-AUG-2024 4:49:52PM | H1155 : Raushan Kumar
Electrical Item | Panels |  | A000296 | Power Panel, 37 Kw Double MCCB |  | 1 | PCS | 52191 | 1 | Part | 18 | 0 | NO | NO |  | NO |  | 14-APR-2023 4:50:26PM | [26 empty] | Admin : Admin | 03-MAY-2024 5:00:02PM | E1117 : Arun Kumar
Electrical Item |  |  | A000297 | Power Panel, 45 Kw Double MCCB |  | 1 |  |  | 1 | Part |  |  | NO | NO |  | NO |  | 14-APR-2023 4:50:26PM | [26 empty] | Admin : Admin | 25-OCT-2023 9:40:51AM | E1117 : Arun Kumar
Electrical Item |  |  | A000298 | Power Panel, 7 Kw Double MCCB |  | 0 |  |  | 1 | Part |  |  | NO | NO |  | NO |  | 14-APR-2023 4:50:26PM | [26 empty] | Admin : Admin
Electrical Item |  |  | A000299 | Power Panel, 90 Kw Double MCCB |  | 0 |  |  | 1 | Part |  |  | NO | NO |  | NO |  | 14-APR-2023 4:50:26PM | [26 empty] | Admin : Admin
Electrical Item |  |  | A000300 | Pre-Filter130 X 230 mm |  | 0 |  | 1 | 1 | Part |  |  | NO | NO |  | NO |  | 14-APR-2023 4:50:26PM | [26 empty] | Admin : Admin | 07-MAY-2024 4:43:10PM | H1155 : Raushan Kumar
Fitting Item | Fitting Acce |  | A000301 | Dial Pressure Gauge Dial- 63 mm Back Mounting Make- Wika Range-0-10 Bar | 9026 | 23 | PCS | 975 | 1 | Part | 18 | 0 | NO | NO |  | NO |  | 14-APR-2023 4:50:26PM | Dial | 63 mm | Range | 0-10 Bar | Type | Back Mounting | Make | Wika | [18 empty] | Admin : Admin | 05-JUN-2025 11:52:08AM | H1155 : Raushan Kumar
Fitting Item | Pneumatics |  | A000302 | Pressure Gauge, Flter Regulator - 1/8", Make- JANACTICS, Model-0-10 KG/CM2, Size-1/8" |  | 67 | PCS | 0.1 | 1 | Part | 18 | 0 | NO | NO |  | NO |  | 14-APR-2023 4:50:26PM | [26 empty] | Admin : Admin | 13-JUN-2025 12:16:16PM | H1155 : Raushan Kumar
Fitting Item | Pneumatics |  | A000303 | Pressure Gauge PHV/PRV Make-SUHZIK/WIKA, Range-0-10 KG/CM2, connection Size-1/8- bottom MOC- Brass |  | 0 | PCS | 480 | 1 | Part | 18 | 0 | NO | YES |  | NO |  | 14-APR-2023 4:50:26PM | [26 empty] | Admin : Admin | 26-JUN-2025 10:02:37AM | H1155 : Raushan Kumar
Fitting Item | Fitting Acce |  | A000304 | Pressure Regulator, 0-10 KG/CM2 - 1/4", Make- JANACTICS, Model-0-10 KG/CM2, Size-1/4" |  | 0 | PCS | 550 | 1 | Part | 18 | 0 | NO | NO |  | NO |  | 14-APR-2023 4:50:26PM | [26 empty] | Admin : Admin | 03-JAN-2025 1:42:20PM | H1155 : Raushan Kumar
Electrical Item |  |  | A000305 | Pressure SwitchDANFOSSKP-351/4" |  | 61 |  |  | 1 | Part |  |  | NO | NO |  | NO |  | 14-APR-2023 4:50:26PM | [26 empty] | Admin : Admin | 27-SEP-2024 1:41:59PM | H1155 : Raushan Kumar
Fitting Item | Fitting Acce |  | A000306 | Pressure Transmitter, 0 To 10 Bar, Make- ACT SENSORS, Model-ASPT-111, Size-1/4" |  | 0 | PCS | 1 | 1 | Part | 18 | 0 | NO | NO |  | NO |  | 14-APR-2023 4:50:26PM | [26 empty] | Admin : Admin | 09-JUN-2025 11:06:11AM | H1155 : Raushan Kumar
Electrical Item |  |  | A000307 | Pressure Vessel, PSA Tank, Make- 100 LITRES, Model-C1-F, Size-Id 310/Od 322 |  | 0 |  |  | 1 | Part |  |  | NO | NO |  | NO |  | 14-APR-2023 4:50:26PM | [26 empty] | Admin : Admin
Electrical Item |  |  | A000308 | Pressure Vessel, PSA Tank, Make- 180 LITRES, Model-C2-F, Size-Id 344/Od 356 |  | 0 |  |  | 1 | Part |  |  | NO | NO |  | NO |  | 14-APR-2023 4:50:26PM | [26 empty] | Admin : Admin
Electrical Item |  |  | A000309 | Pressure Vessel, PSA Tank, Make- 180 LITRES, Model-C2-F, Size-Id 400/Od 412 |  | 0 |  | 15000 | 1 | Part |  |  | NO | NO |  | NO |  | 14-APR-2023 4:50:26PM | [26 empty] | Admin : Admin | 30-JAN-2024 10:21:19AM | H1155 : Raushan Kumar
Electrical Item |  |  | A000310 | Pressure Vessel, PSA Tank, Make- 180 LITRES, Model-C2-F, Size-Id 558/Od 546 |  | 0 |  |  | 1 | Part |  |  | NO | NO |  | NO |  | 14-APR-2023 4:50:26PM | [26 empty] | Admin : Admin
Semi Finished Goods | PSA Tank / PSA Vessel |  | A000311 | Pressure Vessel, PSA Tank, Size-Id 546/Od 558 Shell length 1000 MM Model-C4-5-F MOC- MS |  | 0 | PCS | 18000 | 1 | Part | 18 | 0 | NO | NO |  | NO |  | 14-APR-2023 4:50:26PM | [26 empty] | Admin : Admin | 14-JAN-2025 11:14:50AM | H1155 : Raushan Kumar
Electrical Item | Capacit |  | A000312 | Pressure Vessel, PSA Tank, Make- 500 LITRES, Model-C6.5-F, Size-Id 630/Od 642 |  | 0 | PCS | 35000 | 1 | Part | 18 | 0 | NO | NO |  | NO |  | 14-APR-2023 4:50:26PM | [26 empty] | Admin : Admin | 07-MAY-2024 1:43:57PM | H1155 : Raushan Kumar
Semi Finished Goods | PSA Tank / PSA Vessel |  | A000313 | Pressure Vessel, Size-Id 600 Shell Length 1400mm Shell Thickness 6mm |  | 0 | SET | 24000 | 1 | Part | 18 | 0 | NO | NO |  | NO |  | 14-APR-2023 4:50:26PM | [26 empty] | Admin : Admin | 29-MAR-2025 11:18:18AM | E1117 : Arun Kumar
Electrical Item |  |  | A000314 | Pressure Vessel, PSA Tank, Make- 650 LITRES, Model-C8-F, Size-Id 730/Od 742 |  | 0 |  |  | 1 | Part |  |  | NO | NO |  | NO |  | 14-APR-2023 4:50:26PM | [26 empty] | Admin : Admin
Electrical Item |  |  | A000315 | Pressure Vessel, PSA Tank, Make- 800 LITRES, Model-C9-F, Size-Id 800/Od 812 |  | 0 |  |  | 1 | Part |  |  | NO | NO |  | NO |  | 14-APR-2023 4:50:26PM | [26 empty] | Admin : Admin
Electrical Item |  |  | A000316 | Pressure Vessel, PSA Tank, Make- 980 LITRES, Model-C10-F, Size-Id 950/Od 966 |  | 0 |  |  | 1 | Part |  |  | NO | NO |  | NO |  | 14-APR-2023 4:50:26PM | [26 empty] | Admin : Admin
Electrical Item |  |  | A000317 | Pressure Vessel, PSA Tank, Make- 980 LITRES, Model-C9.5-F, Size-Id 875/Od 887 |  | 0 |  |  | 1 | Part |  |  | NO | NO |  | NO |  | 14-APR-2023 4:50:26PM | [26 empty] | Admin : Admin
Electrical Item |  |  | A000318 | Pressure Vessel, Receiver Tank, Make- 1300 LITRES, Model-C6.5-E, Size-Id 950/Od 962 |  | 0 |  |  | 1 | Part |  |  | NO | NO |  | NO |  | 14-APR-2023 4:50:26PM | [26 empty] | Admin : Admin
Electrical Item |  |  | A000319 | Pressure Vessel, Receiver Tank, Make- 1300 LITRES, Model-C6-E, Size-Id 900/Od 912 |  | 0 |  |  | 1 | Part |  |  | NO | NO |  | NO |  | 14-APR-2023 4:50:26PM | [26 empty] | Admin : Admin
Electrical Item |  |  | A000320 | Pressure Vessel, Receiver Tank, Make- 1750 LITRES, Model-C8-E, Size-Id 1100/Od 1112 |  | 0 |  |  | 1 | Part |  |  | NO | NO |  | NO |  | 14-APR-2023 4:50:26PM | [26 empty] | Admin : Admin
Electrical Item |  |  | A000321 | Pressure Vessel, Receiver Tank, Make- 2500 LITRES, Model-C9.5-E, Size-Id 1300/Od 1316 |  | 0 |  |  | 1 | Part |  |  | NO | NO |  | NO |  | 14-APR-2023 4:50:26PM | [26 empty] | Admin : Admin
Electrical Item |  |  | A000322 | Pressure Vessel, Receiver Tank, Make- 2500 LITRES, Model-C9-E, Size-Id 1300/Od 1316 |  | 0 |  |  | 1 | Part |  |  | NO | NO |  | NO |  | 14-APR-2023 4:50:26PM | [26 empty] | Admin : Admin
Electrical Item |  |  | A000323 | Pressure Vessel, Receiver Tank, Make- 400 LITRES, Model-C2-E, Size-Id 546/Od 558 |  | 0 |  |  | 1 | Part |  |  | NO | NO |  | NO |  | 14-APR-2023 4:50:26PM | [26 empty] | Admin : Admin
Electrical Item |  |  | A000324 | Pressure Vessel, Receiver Tank, Make- 400 LITRES, Model-C2-E, Size-Id 600/Od 612 |  | 0 |  |  | 1 | Part |  |  | NO | NO |  | NO |  | 14-APR-2023 4:50:26PM | [26 empty] | Admin : Admin
Electrical Item |  |  | A000325 | Pressure Vessel, Receiver Tank, Make- 6000,Shell Length 1500mm & Shell Thickness 8mm, LITRES, Model-C10-E, Size-Id 1800/Od 1816, Air Receiver Tank 5m3 (8kg/cm2 ), Design Code IS/2825, Material MS IS/ 2062, Design Pressure 8.8kg/cm2, Hydrostatic Pressure 13.2kg/cm2, Dishend Dia 1800mm & Thickness 10mm |  | 0 | SET |  | 1 | Part | 18 |  | NO | NO |  | NO |  | 14-APR-2023 4:50:26PM | [26 empty] | Admin : Admin | 13-JUN-2023 4:38:03PM | E1143 : AT-EMP-033
Electrical Item |  |  | A000326 | Pressure Vessel, Receiver Tank, Make- 900 LITRES, Model-C5-E, Size-Id 850/Od 862 |  | 0 |  |  | 1 | Part |  |  | NO | NO |  | NO |  | 14-APR-2023 4:50:26PM | [26 empty] | Admin : Admin
Electrical Item |  |  | A000327 | Pressure Vessel, Storage Tank, Make- 12000 LITRES, Model-C10-G, Size-Id 1800/Od 1816 |  | 0 |  |  | 1 | Part |  |  | NO | NO |  | NO |  | 14-APR-2023 4:50:26PM | [26 empty] | Admin : Admin
Electrical Item |  |  | A000328 | Pressure Vessel, Storage Tank, Make- 1250 LITRES, Model-C5-G, Size-Id 950/Od 962 |  | 0 |  |  | 1 | Part |  |  | NO | NO |  | NO |  | 14-APR-2023 4:50:26PM | [26 empty] | Admin : Admin
Semi Finished Goods | PSA Tank / PSA Vessel |  | A000329 | Pressure Vessel, Storage Tank, Make- 2000 LITRES, Size-Id 1200 |  | 0 | SET | 74500 | 1 | Part | 18 | 0 | NO | NO |  | NO |  | 14-APR-2023 4:50:26PM | [26 empty] | Admin : Admin | 28-NOV-2024 11:11:49AM | E1117 : Arun Kumar
Electrical Item |  |  | A000330 | Pressure Vessel, Storage Tank, Make- 2000 LITRES, Model-C6-G, Size-Id 1600/Od 1616 |  | 0 |  |  | 1 | Part |  |  | NO | NO |  | NO |  | 14-APR-2023 4:50:26PM | [26 empty] | Admin : Admin
Electrical Item |  |  | A000331 | Pressure Vessel, Storage Tank, Make- 2750 LITRES, Model-C8-G, Size-Id 1300/Od 1316 |  | 0 |  |  | 1 | Part |  |  | NO | NO |  | NO |  | 14-APR-2023 4:50:26PM | [26 empty] | Admin : Admin
Electrical Item |  |  | A000332 | Pressure Vessel, Storage Tank, Make- 3000 LITRES, Model-C9-G, Size-Id 1400/Od 1416 |  | 0 |  | 1 | 1 | Part |  |  | NO | NO |  | NO |  | 14-APR-2023 4:50:26PM | [26 empty] | Admin : Admin | 17-APR-2024 10:57:58AM | H1155 : Raushan Kumar
Electrical Item |  |  | A000333 | Pressure Vessel, Storage Tank, Make- 3500 LITRES, Model-C9.5-G, Size-Id 1500/Od 1516 |  | 0 |  |  | 1 | Part |  |  | NO | NO |  | NO |  | 14-APR-2023 4:50:26PM | [26 empty] | Admin : Admin
Electrical Item |  |  | A000334 | Pressure Vessel, Storage Tank, Make- 500 LITRES, Model-C1-G, Size-Id 600/Od 612 |  | 0 |  |  | 1 | Part |  |  | NO | NO |  | NO |  | 14-APR-2023 4:50:26PM | [26 empty] | Admin : Admin
Electrical Item |  |  | A000335 | Pressure Vessel, Storage Tank, Make- 500 LITRES, Model-C2-G, Size-Id 1000/Od 1012 |  | 0 |  |  | 1 | Part |  |  | NO | NO |  | NO |  | 14-APR-2023 4:50:26PM | [26 empty] | Admin : Admin
Electrical Item |  |  | A000336 | Pressure Vessel, Storage Tank, Make- 500 LITRES, Model-C2-G, Size-Id 598/Od 610 |  | 0 |  | 1 | 1 | Part |  |  | NO | NO |  | NO |  | 14-APR-2023 4:50:26PM | [26 empty] | Admin : Admin | 22-JUN-2024 5:26:26PM | H1155 : Raushan Kumar
Electrical Item |  |  | A000337 | Pressure Vessel, Storage Tank, Make- 500 LITRES, Model-C2-G, Size-Id 950/Od 962 |  | 0 |  |  | 1 | Part |  |  | NO | NO |  | NO |  | 14-APR-2023 4:50:26PM | [26 empty] | Admin : Admin
Fitting Item | PHV/PRV |  | A000338 | PRV, 6.5 Kg/Cm2, Make- AIRA, Model-SUZHIK (WGP), Size-1" |  | 6 | PCS | 2990 | 1 | Part | 18 | 0 | NO | YES |  | NO |  | 14-APR-2023 4:50:26PM | [26 empty] | Admin : Admin | 19-FEB-2025 9:57:56AM | E1117 : Arun Kumar
Fitting Item | PHV/PRV |  | A000339 | PRV, 6.5 Kg/Cm2, Make- AIRA, Model-SUZHIK (WGP), Size-1.5" |  | 12 | PCS | 0 | 1 | Part | 18 | 0 | NO | NO |  | NO |  | 14-APR-2023 4:50:26PM | [26 empty] | Admin : Admin | 13-FEB-2025 11:54:57AM | H1155 : Raushan Kumar
Fitting Item | PHV/PRV |  | A000340 | PRV, 6.5 Kg/Cm2, Make- AIRA, Model-SUZHIK (WGP), Size-1/2" |  | 27 | PCS | 0 | 1 | Part | 18 | 0 | NO | NO |  | NO |  | 14-APR-2023 4:50:26PM | [26 empty] | Admin : Admin | 19-MAR-2025 2:18:50PM | H1155 : Raushan Kumar
Fitting Item | PHV/PRV |  | A000341 | PRV, 6.5 Kg/Cm2, Make- AIRA, Model-SUZHIK (WGP), Size-3/4" |  | 17 | PCS | 0 | 1 | Part | 18 | 0 | NO | NO |  | NO |  | 14-APR-2023 4:50:26PM | [26 empty] | Admin : Admin | 09-APR-2025 2:31:38PM | H1155 : Raushan Kumar
Fitting Item | Pneumatics |  | A000342 | PU Fitting ( Cross Union DIA 8mm) | 84879000 | 17 | PCS | 1 | 1 | Part | 18 | 0 | NO | NO |  | NO |  | 13-APR-2023 12:59:40PM | [26 empty] | Admin : Admin | 09-APR-2025 2:31:38PM | H1155 : Raushan Kumar
Fitting Item | Pneumatics |  | A000343 | PU Fitting, Male Connector - 1/2" X 12 mm, Make- PARKER1/2" X 12 mm |  | 188 | PCS | 1 | 1 | Part | 18 | 0 | NO | NO |  | NO |  | 14-APR-2023 4:50:26PM | [26 empty] | Admin : Admin | 09-APR-2025 2:37:55PM | H1155 : Raushan Kumar
Fitting Item | Pneumatics |  | A000344 | PU Fitting Male Connector DIA 8 x 1/2 | 84879000 | 27 | PCS | 77.08 | 7520 | Part | 18 | 0 | NO | NO |  | NO |  | 13-APR-2023 12:57:31PM | [26 empty] | Admin : Admin | 09-APR-2025 2:37:55PM | H1155 : Raushan Kumar
Fitting Item | Pneumatics |  | A000345 | PU Fitting, Male Connector - 1/4 X 8 mm Q1 | 84879000 | 16 | PCS | 35.26 | 1 | Part | 18 | 0 | NO | NO |  | NO |  | 14-APR-2023 4:50:26PM | [26 empty] | Admin : Admin | 09-APR-2025 2:37:55PM | H1155 : Raushan Kumar
Fitting Item | Pneumatics |  | A000346 | PU Fitting, Male Elbow, Make- PARKER1/2" X 12 mm |  | 92 | PCS | 108 | 1 | Part | 18 | 0 | NO | NO |  | NO |  | 14-APR-2023 4:50:26PM | [26 empty] | Admin : Admin | 09-APR-2025 2:37:55PM | H1155 : Raushan Kumar
Fitting Item | Pneumatics |  | A000347 | PU Fitting, Male Elbow 1/4 X 8 mm Q1 | 84879000 | 16 | PCS | 57 | 1 | Part | 18 | 0 | NO | NO |  | NO | WPS2210851 | 14-APR-2023 4:50:26PM | [26 empty] | Admin : Admin | 09-APR-2025 2:37:55PM | H1155 : Raushan Kumar
Fitting Item | Pneumatics |  | A000348 | PU Fitting, Reducer, Make- PARKER12 X 8 mm |  | 0 | PCS | 1 | 1 | Part | 18 | 0 | NO | NO |  | NO |  | 14-APR-2023 4:50:26PM | [26 empty] | Admin : Admin | 04-SEP-2024 10:45:40AM | E1117 : Arun Kumar
Fitting Item | Pneumatics |  | A000349 | PU Fitting, Reducer, Make- PARKER12 X 8 mm |  | 25 | PCS | 1 | 1 | Part | 18 | 0 | NO | NO |  | NO |  | 14-APR-2023 4:50:26PM | [26 empty] | Admin : Admin | 04-SEP-2024 10:46:22AM | E1117 : Arun Kumar
Fitting Item | Pneumatics |  | A000350 | PU Fitting, Reducer, Make- PARKER8 X 6 mm |  | 211 | PCS | 1 | 1 | Part | 18 | 0 | NO | NO |  | NO |  | 14-APR-2023 4:50:26PM | [26 empty] | Admin : Admin | 04-FEB-2025 12:16:04PM | H1155 : Raushan Kumar
Fitting Item | Pneumatics |  | A000351 | PU Fitting, Straight Connector, Make- PARKER8 mm |  | 50 | PCS | 1 | 1 | Part | 18 | 0 | NO | NO |  | NO |  | 14-APR-2023 4:50:26PM | [26 empty] | Admin : Admin | 05-APR-2025 5:03:08PM | H1155 : Raushan Kumar
Fitting Item | Pneumatics |  | A000352 | PUFitting,TeeF,6mm-Q1Make-PARKER |  | 365 | PCS | 1 | 1 | Part | 18 | 0 | NO | NO |  | NO |  | 14-APR-2023 4:50:26PM | [26 empty] | Admin : Admin | 25-JAN-2025 12:35:02PM | H1155 : Raushan Kumar
Fitting Item | Pneumatics |  | A000353 | PU Fitting, Tee (F), Make- PARKER8 mm |  | 259 | PCS | 0 | 1 | Part | 18 | 0 | NO | NO |  | NO |  | 14-APR-2023 4:50:26PM | [26 empty] | Admin : Admin | 09-APR-2025 2:31:38PM | H1155 : Raushan Kumar
Fitting Item | Pneumatics |  | A000354 | PU Tube 8 mm Q1 Blue |  | 8 | MTR | 1 | 1 | Part | 18 | 0 | NO | NO |  | NO |  | 14-APR-2023 4:50:26PM | [26 empty] | Admin : Admin | 10-APR-2025 2:09:13PM | H1155 : Raushan Kumar
Fitting Item | Pneumatics |  | A000355 | PU Tube 12 mm Q1 |  | 466 | MTR | 0 | 1 | Part | 18 | 0 | NO | NO |  | NO |  | 14-APR-2023 4:50:26PM | [26 empty] | Admin : Admin | 09-APR-2025 2:31:38PM | H1155 : Raushan Kumar
Fitting Item | Pneumatics |  | A000356 | PU Tube 6 MM Q1 |  | 1553 | MTR | 1 | 1 | Part | 18 | 0 | NO | NO |  | NO |  | 14-APR-2023 4:50:26PM | [26 empty] | Admin : Admin | 10-APR-2025 10:37:27AM | H1155 : Raushan Kumar
Fitting Item | Pneumatics |  | A000357 | PU TubePARKER4 X 2 mm BLue |  | 46 | MTR | 0 | 1 | Part | 18 | 0 | NO | NO |  | NO |  | 14-APR-2023 4:50:26PM | [26 empty] | Admin : Admin | 26-MAR-2025 9:12:22AM | H1155 : Raushan Kumar
Fitting Item | Pneumatics | Parker | A000358 | PU TubePARKER8 X 5.5 mm | 39172190 | 51 | MTR | 50 | 1 | Part | 18 | 0 | NO | NO |  | NO |  | 14-APR-2023 4:50:26PM | [26 empty] | Admin : Admin | 09-APR-2025 2:31:38PM | H1155 : Raushan Kumar
Block | In Active |  | A000359 | PU TubePARKER8 X 5.5 mm |  | 0 |  | 0 | 1 | Part | 18 | 0 | NO | NO |  | NO |  | 14-APR-2023 4:50:26PM | [26 empty] | Admin : Admin | 24-MAY-2024 2:01:37PM | E1117 : Arun Kumar
Asset | Tool Kit |  | A000361 | Screw Driver Set |  | 4 | PCS | 180 | 1 | Part | 18 | 0 | NO | NO |  | NO |  | 14-APR-2023 4:50:26PM | [26 empty] | Admin : Admin | 14-APR-2025 10:18:13AM | H1155 : Raushan Kumar
Electrical Item |  |  | A000362 | Sealant, O2, Thread SealantBottle |  | 0 |  |  | 1 | Part |  |  | NO | NO |  | NO |  | 14-APR-2023 4:50:26PM | [26 empty] | Admin : Admin
Electrical Item |  |  | A000363 | Sealant, Thread Locker1/4" Bottle |  | 0 |  |  | 1 | Part |  |  | NO | NO |  | NO |  | 14-APR-2023 4:50:26PM | [26 empty] | Admin : Admin
Electrical Item |  |  | A000364 | Sealant, Thread SealantBottle |  | 0 |  | 1 | 1 | Part |  |  | NO | NO |  | NO |  | 14-APR-2023 4:50:26PM | [26 empty] | Admin : Admin | 04-MAY-2024 11:37:42AM | H1155 : Raushan Kumar
Electrical Item |  |  | A000365 | Servo, 100 Kva, Make- SERVOTECH/ |  | 0 |  |  | 1 | Part |  |  | NO | NO |  | NO |  | 14-APR-2023 4:50:26PM | [26 empty] | Admin : Admin
Electrical Item |  |  | A000366 | Servo, 50 Kva, Make- SERVOTECH/ HINDUSTAN INDUSTRIES, Model-WITH/ WITHOUT OIL |  | 0 |  |  | 1 | Part |  |  | NO | NO |  | NO |  | 14-APR-2023 4:50:26PM | [26 empty] | Admin : Admin
Electrical Item | Contactors |  | A000367 | Servo, 50 Kva, Make- SERVOTECH/ |  | 4 | PCS | 1 | 1 | Part | 18 | 0 | NO | NO |  | NO |  | 14-APR-2023 4:50:26PM | [26 empty] | Admin : Admin | 28-APR-2025 11:52:55AM | H1155 : Raushan Kumar
Electrical Item |  |  | A000368 | Servo, 60 Kva, Make- SERVOTECH/ |  | 0 |  |  | 1 | Part |  |  | NO | NO |  | NO |  | 14-APR-2023 4:50:26PM | [26 empty] | Admin : Admin
Fitting Item | Fitting Acce |  | A000369 | Silencer/Muffler 1 inch Alwitco/ M10/0111010 | 84149090 | 45 | PCS | 4168 | 1 | Part | 18 | 0 | NO | NO |  | NO |  | 14-APR-2023 4:50:26PM | [26 empty] | Admin : Admin | 17-APR-2025 4:21:30PM | H1155 : Raushan Kumar
Fitting Item | Fitting Acce |  | A000370 | Silencer, 1.5", Make- ALWITCO, Model-M 15, Size-1.5" |  | 9 | PCS | 0 | 1 | Part | 18 | 0 | NO | NO |  | NO |  | 14-APR-2023 4:50:26PM | [26 empty] | Admin : Admin | 18-APR-2025 12:08:51PM | H1155 : Raushan Kumar
Fitting Item | Fitting Acce |  | A000371 | Spanner, U-Type, Make- TAPARIA50-55 |  | 40 | PCS | 0 | 1 | Part | 18 | 0 | NO | NO |  | NO |  | 14-APR-2023 4:50:26PM | [26 empty] | Admin : Admin | 06-MAR-2025 12:30:52PM | H1155 : Raushan Kumar
Fitting Item | Fitting Acce |  | A000372 | Spanner, U-Type, Make- TAPARIA14-15 |  | 45 | PCS | 0 | 1 | Part | 18 | 0 | NO | NO |  | NO |  | 14-APR-2023 4:50:26PM | [26 empty] | Admin : Admin | 06-MAR-2025 12:30:52PM | H1155 : Raushan Kumar
Fitting Item | Fitting Acce |  | A000373 | Spanner, U-Type, Make- TAPARIA16-17 |  | 47 | PCS | 0 | 1 | Part | 18 | 0 | NO | NO |  | NO |  | 14-APR-2023 4:50:26PM | [26 empty] | Admin : Admin | 06-MAR-2025 12:30:52PM | H1155 : Raushan Kumar
Fitting Item | Fitting Acce |  | A000374 | Spanner, U-Type, Make- TAPARIA20-22 |  | 11 | PCS | 0 | 1 | Part | 18 | 0 | NO | NO |  | NO |  | 14-APR-2023 4:50:26PM | [26 empty] | Admin : Admin | 29-APR-2025 12:46:55PM | H1155 : Raushan Kumar
Fitting Item | Fitting Acce |  | A000375 | Spanner, U-Type, Make- TAPARIA24-27 |  | 17 | PCS | 0 | 1 | Part | 18 | 0 | NO | NO |  | NO |  | 14-APR-2023 4:50:26PM | [26 empty] | Admin : Admin | 29-APR-2025 12:46:55PM | H1155 : Raushan Kumar
Fitting Item | Fitting Acce |  | A000376 | Spanner, U-Type, Make- TAPARIA25-28 |  | 8 | PCS | 0 | 1 | Part | 18 | 0 | NO | NO |  | NO |  | 14-APR-2023 4:50:26PM | [26 empty] | Admin : Admin | 29-APR-2025 12:46:55PM | H1155 : Raushan Kumar
Fitting Item | Fitting Acce |  | A000377 | Spanner, U-Type, Make- TAPARIA30-32 |  | 12 | PCS | 0 | 1 | Part | 18 | 0 | NO | NO |  | NO |  | 14-APR-2023 4:50:26PM | [26 empty] | Admin : Admin | 29-APR-2025 12:46:55PM | H1155 : Raushan Kumar
Fitting Item | Fitting Acce |  | A000378 | Spanner, U-Type, Make- TAPARIA32-36 |  | 2 | PCS | 0 | 1 | Part | 18 | 0 | NO | NO |  | NO |  | 14-APR-2023 4:50:26PM | [26 empty] | Admin : Admin | 29-APR-2025 12:46:55PM | H1155 : Raushan Kumar
Fitting Item | Fitting Acce |  | A000379 | Spanner, U-Type, Make- TAPARIA34-38 |  | 7 | PCS | 0 | 1 | Part | 18 | 0 | NO | NO |  | NO |  | 14-APR-2023 4:50:26PM | [26 empty] | Admin : Admin | 29-APR-2025 12:46:55PM | H1155 : Raushan Kumar
Fitting Item | Fitting Acce |  | A000380 | Spanner, U-Type, Make- TAPARIA41-46 |  | 70 | PCS | 0 | 1 | Part | 18 | 0 | NO | NO |  | NO |  | 14-APR-2023 4:50:26PM | [26 empty] | Admin : Admin | 29-APR-2025 12:46:55PM | H1155 : Raushan Kumar
Fitting Item | SS Fitting |  | A000381 | SS Fitting, Elbow (F), Make- ATAM, SS1.5" |  | 36 | PCS | 1 | 1 | Part | 18 | 0 | NO | NO |  | NO |  | 14-APR-2023 4:50:26PM | [26 empty] | Admin : Admin | 14-FEB-2025 10:15:09AM | H1155 : Raushan Kumar
Fitting Item | SS Fitting |  | A000382 | SS Fitting, Elbow (F), Make- ATAM, SS2" |  | 13 | PCS | 0 | 1 | Part | 18 | 0 | NO | NO |  | NO |  | 14-APR-2023 4:50:26PM | [26 empty] | Admin : Admin | 22-OCT-2024 12:04:15PM | E1117 : Arun Kumar
Fitting Item | SS Fitting |  | A000383 | SS Fitting, Hex Nipple - 1.5", Make- ATAM, SS1.5" |  | 567 | PCS | 1 | 1 | Part | 18 | 0 | NO | NO |  | NO |  | 14-APR-2023 4:50:26PM | [26 empty] | Admin : Admin | 14-FEB-2025 10:15:09AM | H1155 : Raushan Kumar
Fitting Item | SS Fitting |  | A000384 | SS Fitting, Hex Nipple - 2", Make- ATAM, SS2" |  | 152 | PCS | 1 | 1 | Part | 18 | 0 | NO | NO |  | NO |  | 14-APR-2023 4:50:26PM | [26 empty] | Admin : Admin | 22-OCT-2024 12:04:15PM | E1117 : Arun Kumar
Fitting Item | SS Fitting |  | A000385 | SS Fitting, Hex Reducer - 2" X 1.5", Make- ATAM, SS2" X 1.5" |  | 211 | PCS | 1 | 1 | Part | 18 | 0 | NO | NO |  | NO |  | 14-APR-2023 4:50:26PM | [26 empty] | Admin : Admin | 16-JAN-2025 5:24:13PM | H1155 : Raushan Kumar
Fitting Item | SS Fitting |  | A000386 | SS Fitting, Male Nipple, 150 mm, Make- SS1" |  | 1 | PCS | 250 | 1 | Part | 18 | 0 | NO | NO |  | NO |  | 14-APR-2023 4:50:26PM | [26 empty] | Admin : Admin | 13-DEC-2024 4:59:42PM | E1117 : Arun Kumar
Fitting Item | SS Fitting |  | A000387 | SS Fitting, Male Nipple, 150 mm, Make- SS1.5" | 73072200 | 90 | PCS | 350 | 1 | Part | 18 | 0 | NO | NO |  | NO |  | 14-APR-2023 4:50:26PM | [26 empty] | Admin : Admin | 13-DEC-2024 4:59:42PM | E1117 : Arun Kumar
Fitting Item | SS Fitting |  | A000388 | SS Fitting, Male Nipple, 225 mm, Make- SS1" |  | 5 | PCS | 0 | 1 | Part | 18 | 0 | NO | NO |  | NO |  | 14-APR-2023 4:50:26PM | [26 empty] | Admin : Admin | 16-JAN-2025 12:20:13PM | H1155 : Raushan Kumar
Fitting Item | SS Fitting |  | A000389 | SS Fitting, Male Nipple, 260 mm, Make- SS1.5" |  | 0 | PCS | 0 | 1 | Part | 18 | 0 | NO | NO |  | NO |  | 14-APR-2023 4:50:26PM | [26 empty] | Admin : Admin | 04-SEP-2024 12:31:53PM | E1117 : Arun Kumar
Fitting Item | SS Fitting |  | A000390 | SS Fitting, Male Nipple, 310 mm, Make- SS1.5" |  | 0 | PCS | 0 | 1 | Part | 18 | 0 | NO | NO |  | NO |  | 14-APR-2023 4:50:26PM | [26 empty] | Admin : Admin | 13-FEB-2025 2:44:04PM | H1155 : Raushan Kumar
Fitting Item | SS Fitting |  | A000391 | SS Fitting, Male Nipple, 350 mm, Make- SS1.5" |  | 0 | PCS | 0 | 1 | Part | 18 | 0 | NO | NO |  | NO |  | 14-APR-2023 4:50:26PM | [26 empty] | Admin : Admin | 04-SEP-2024 12:32:26PM | E1117 : Arun Kumar
Fitting Item | SS Fitting |  | A000392 | SS Fitting, Tee (F), Make- ATAM, SS1.5" |  | 374 | PCS | 1 | 1 | Part | 18 | 0 | NO | NO |  | NO |  | 14-APR-2023 4:50:26PM | [26 empty] | Admin : Admin | 13-FEB-2025 12:07:43PM | H1155 : Raushan Kumar
Fitting Item | Fitting Acce |  | A000393 | SS Pipe 1 1/2 inch 150 mm |  | 102 | PCS | 1 | 1 | Part | 18 | 0 | NO | NO |  | NO |  | 14-APR-2023 4:50:26PM | [26 empty] | Admin : Admin | 17-MAY-2024 11:34:00AM | E1117 : Arun Kumar
Fitting Item | Fitting Acce |  | A000394 | SS Pipe 1 inch X 230 mm |  | 14 | PCS | 1 | 1 | Part | 18 | 0 | NO | NO |  | NO |  | 14-APR-2023 4:50:26PM | [26 empty] | Admin : Admin | 04-SEP-2024 12:14:39PM | H1155 : Raushan Kumar
Fitting Item | Fitting Acce |  | A000395 | SS Pipe 1 - 1/4 inch x 150 mm |  | 0 | PCS | 0 | 1 | Part | 18 | 0 | NO | NO |  | NO |  | 14-APR-2023 4:50:26PM | [26 empty] | Admin : Admin | 17-MAY-2024 11:36:31AM | E1117 : Arun Kumar
Fitting Item | Fitting Acce |  | A000396 | SS Pipe ID 40 MM |  | 0 | MTR | 0 | 1 | Part | 18 | 0 | NO | NO |  | NO |  | 14-APR-2023 4:50:26PM | [26 empty] | Admin : Admin | 24-MAY-2024 9:31:24AM | E1117 : Arun Kumar
Electrical Item |  |  | A000397 | SS PipeSS930 mm |  | 0 |  |  | 1 | Part |  |  | NO | NO |  | NO |  | 14-APR-2023 4:50:26PM | [26 empty] | Admin : Admin
Electrical Item |  |  | A000398 | SS Sheet, For Diffuser, Make- SS, Model-6 No. Hole, Size-100 X 173 mm |  | 0 |  |  | 1 | Part |  |  | NO | NO |  | NO |  | 14-APR-2023 4:50:26PM | [26 empty] | Admin : Admin
Electrical Item |  |  | A000399 | SS Sheet, For Diffuser, Make- SS, Model-6 No. Hole, Size-100 X 214 mm |  | 0 |  |  | 1 | Part |  |  | NO | NO |  | NO |  | 14-APR-2023 4:50:26PM | [26 empty] | Admin : Admin
Electrical Item |  |  | A000400 | SS Sheet, For Diffuser, Make- SS, Model-6 No. Hole, Size-100 X 248 mm |  | 0 |  |  | 1 | Part |  |  | NO | NO |  | NO |  | 14-APR-2023 4:50:26PM | [26 empty] | Admin : Admin
Electrical Item |  |  | A000401 | Sticker, Absstem Cabinet445 X 80 mm |  | 0 |  |  | 1 | Part |  |  | NO | NO |  | NO |  | 14-APR-2023 4:50:26PM | [26 empty] | Admin : Admin
Electrical Item |  |  | A000402 | Sticker, Absstem Vessel415 X 76 mm |  | 0 |  | 1 | 1 | Part |  |  | NO | NO |  | NO |  | 14-APR-2023 4:50:26PM | [26 empty] | Admin : Admin | 11-MAY-2024 5:24:13PM | H1155 : Raushan Kumar
Electrical Item |  |  | A000403 | Sticker, Air Receiver285 X 78 mm |  | 400 |  | 1 | 1 | Part |  |  | NO | NO |  | NO |  | 14-APR-2023 4:50:26PM | [26 empty] | Admin : Admin | 07-MAY-2024 1:05:20PM | H1155 : Raushan Kumar
Electrical Item |  |  | A000404 | Sticker, Air Receiver, Make- page No.18413 X 112 mm |  | 0 |  |  | 1 | Part |  |  | NO | NO |  | NO |  | 14-APR-2023 4:50:26PM | [26 empty] | Admin : Admin
Consumable Item | Stickers |  | A000405 | Sticker, Cabinet Gauge Red |  | 16 | PCS | 22 | 1 | Part | 18 | 0 | NO | NO |  | NO |  | 14-APR-2023 4:50:26PM | [26 empty] | Admin : Admin | 19-MAR-2025 2:24:07PM | H1155 : Raushan Kumar
Electrical Item |  |  | A000406 | Sticker, M Sticker120 X 119 mm |  | 0 |  |  | 1 | Part |  |  | NO | NO |  | NO |  | 14-APR-2023 4:50:26PM | [26 empty] | Admin : Admin
Consumable Item | Stickers |  | A000407 | Absstem HealthCare |  | 0 | PCS | 1 | 1 | Part | 18 | 0 | NO | NO |  | NO |  | 14-APR-2023 4:50:26PM | [26 empty] | Admin : Admin | 09-JUL-2024 10:23:01AM | E1117 : Arun Kumar
Electrical Item |  |  | A000408 | Sticker, Medo270 X 62 mm |  | 0 |  | 1 | 1 | Part |  |  | NO | NO |  | NO |  | 14-APR-2023 4:50:26PM | [26 empty] | Admin : Admin | 07-MAY-2024 1:05:21PM | H1155 : Raushan Kumar
Electrical Item |  |  | A000409 | Sticker, Next Generation, Make- Page No.16240 X 45 mm |  | 0 |  | 1 | 1 | Part |  |  | NO | NO |  | NO |  | 14-APR-2023 4:50:26PM | [26 empty] | Admin : Admin | 03-JUN-2024 10:25:45AM | H1155 : Raushan Kumar
Electrical Item |  |  | A000410 | Sticker, Storage Tank Backup249 X 45 mm |  | 0 |  |  | 1 | Part |  |  | NO | NO |  | NO |  | 14-APR-2023 4:50:26PM | [26 empty] | Admin : Admin
Consumable Item | Stickers |  | A000411 | Sticker, Storage Tank280 X 80 mm |  | 34 | PCS | 1 | 1 | Part | 18 | 0 | NO | NO |  | NO |  | 14-APR-2023 4:50:26PM | [26 empty] | Admin : Admin | 09-APR-2025 2:31:39PM | H1155 : Raushan Kumar
Electrical Item |  |  | A000412 | Strip Belt, 8 mm8 mm |  | 0 |  | 1 | 1 | Part |  |  | NO | NO |  | NO |  | 14-APR-2023 4:50:26PM | [26 empty] | Admin : Admin | 07-MAY-2024 1:05:21PM | H1155 : Raushan Kumar
Electrical Item |  |  | A000413 | Strip Clamp, 12 mm12 mm |  | 1 |  | 90 | 1 | Part |  |  | NO | NO |  | NO |  | 14-APR-2023 4:50:26PM | [26 empty] | Admin : Admin | 06-MAR-2025 10:43:39AM | H1155 : Raushan Kumar
Semi Finished Goods | Sheet Metal Fabrication |  | A000414 | Suction Filter Stand150 X 360 mm |  | 0 | PCS | 1 | 1 | Part | 18 | 0 | NO | NO |  | NO |  | 14-APR-2023 4:50:26PM | [26 empty] | Admin : Admin | 04-SEP-2024 2:03:57PM | E1117 : Arun Kumar
Semi Finished Goods | Sheet Metal Fabrication |  | A000415 | Suction Filter Stand35 X 180 mm |  | 0 | PCS | 1 | 1 | Part | 18 | 0 | NO | NO |  | NO |  | 14-APR-2023 4:50:26PM | [26 empty] | Admin : Admin | 13-SEP-2024 2:43:39PM | H1155 : Raushan Kumar
Semi Finished Goods | Sheet Metal Fabrication |  | A000416 | Suction Filter Stand45 X 225 mm |  | 0 | PCS | 0 | 1 | Part | 18 | 0 | NO | NO |  | NO |  | 14-APR-2023 4:50:26PM | [26 empty] | Admin : Admin | 04-SEP-2024 2:04:39PM | E1117 : Arun Kumar
Electrical Item |  |  | A000417 | Switch Over Panel |  | 0 |  | 1 | 1 | Part |  |  | NO | NO |  | NO |  | 14-APR-2023 4:50:26PM | [26 empty] | Admin : Admin | 07-MAY-2024 1:05:21PM | H1155 : Raushan Kumar
Electrical Item |  |  | A000418 | Tee Manifold, 1.5", Make- SS2030 X 1100 mm |  | 0 |  |  | 1 | Part |  |  | NO | NO |  | NO |  | 14-APR-2023 4:50:26PM | [26 empty] | Admin : Admin
Electrical Item |  |  | A000419 | Teflon Tape PTFE - 8 mm x 12mm x 0.08mm |  | 135 | PCS | 13 | 1 | Part | 18 |  | NO | NO |  | NO |  | 12-APR-2023 2:43:43PM | [26 empty] | E1143 : AT-EMP-033 | 26-JUN-2025 12:47:00PM | H1155 : Raushan Kumar
Fitting Item | Fitting Acce |  | A000420 | Tester Taparia | 3214 | 6 | PCS | 50 | 10 | Part | 18 | 0 | NO | NO |  | NO |  | 14-APR-2023 4:50:26PM | Caption1 | Specification1 | Caption2 | Specification2 | [22 empty] | Admin : Admin | 08-JUL-2025 2:45:43PM | E1002 : Pradeep Sati
Block | In Active |  | A000421 | TesterTAPARIA |  | 0 | PCS | 50 | 1 | Part | 18 | 0 | NO | NO |  | NO |  | 14-APR-2023 4:50:26PM | [26 empty] | Admin : Admin | 27-JUN-2024 9:47:35AM | E1117 : Arun Kumar
Electrical Item | Thimbles |  | A000422 | Thimble, Pin Type0.75 mm2 | 8536 | 0 | PCS | 0.6 | 1 | Part | 18 | 0 | NO | NO |  | NO |  | 14-APR-2023 4:50:27PM | [26 empty] | Admin : Admin | 07-JUN-2025 11:15:05AM | H1155 : Raushan Kumar
Electrical Item | Thimbles |  | A000423 | Thimble, Pin Type1 mm2 | 8536 | 336 | PCS | 0.75 | 1 | Part | 18 | 0 | NO | NO |  | NO |  | 14-APR-2023 4:50:27PM | [26 empty] | Admin : Admin | 09-JUN-2025 11:06:12AM | H1155 : Raushan Kumar
Electrical Item | Thimbles |  | A000424 | Thimble, Pin Type10 mm2 |  | 658 | PCS | 0 | 1 | Part | 18 | 0 | NO | NO |  | NO |  | 14-APR-2023 4:50:27PM | [26 empty] | Admin : Admin | 24-MAY-2025 12:27:18PM | H1155 : Raushan Kumar
Electrical Item | Thimbles |  | A000425 | Thimble, Pin Type16 mm2 |  | 42 | PCS | 11.25 | 1 | Part | 18 | 0 | NO | NO |  | NO |  | 14-APR-2023 4:50:27PM | [26 empty] | Admin : Admin | 22-FEB-2025 10:57:54AM | H1155 : Raushan Kumar
Electrical Item | Thimbles |  | A000426 | Thimble, Pin Type2.5 mm2 |  | 146 | PCS | 0 | 1 | Part | 18 | 0 | NO | NO |  | NO |  | 14-APR-2023 4:50:27PM | [26 empty] | Admin : Admin | 17-MAY-2025 12:16:26PM | H1155 : Raushan Kumar
Electrical Item | Thimbles |  | A000427 | Thimble, Pin Type25 mm2 |  | 350 | PCS | 1 | 1 | Part | 18 | 0 | NO | NO |  | NO |  | 14-APR-2023 4:50:27PM | [26 empty] | Admin : Admin | 17-MAY-2025 12:16:26PM | H1155 : Raushan Kumar
Electrical Item | Thimbles |  | A000428 | Thimble, Pin Type35 mm2 |  | 529 | PCS | 1 | 1 | Part | 18 | 0 | NO | NO |  | NO |  | 14-APR-2023 4:50:27PM | [26 empty] | Admin : Admin | 21-MAY-2025 9:51:46AM | H1155 : Raushan Kumar
Electrical Item | Thimbles |  | A000429 | Thimble, Pin Type50 mm2 |  | 303 | PCS | 0 | 1 | Part | 18 | 0 | NO | NO |  | NO |  | 14-APR-2023 4:50:27PM | [26 empty] | Admin : Admin | 21-MAY-2025 9:51:46AM | H1155 : Raushan Kumar
Electrical Item | Thimbles |  | A000430 | Thimble, Pin Type6 mm2 |  | 816 | PCS | 0 | 1 | Part | 18 | 0 | NO | NO |  | NO |  | 14-APR-2023 4:50:27PM | [26 empty] | Admin : Admin | 29-APR-2025 12:46:55PM | H1155 : Raushan Kumar
Electrical Item | Thimbles |  | A000431 | Thimble, Pin Type70 mm2 |  | 8 | PCS | 40 | 1 | Part | 18 | 0 | NO | NO |  | NO |  | 14-APR-2023 4:50:27PM | [26 empty] | Admin : Admin | 27-JAN-2025 4:15:35PM | H1155 : Raushan Kumar
Electrical Item | Thimbles |  | A000432 | Thimble, Pin Type95 mm2 |  | 40 | PCS | 0 | 1 | Part | 18 | 0 | NO | NO |  | NO |  | 14-APR-2023 4:50:27PM | [26 empty] | Admin : Admin | 23-OCT-2024 9:31:13AM | E1117 : Arun Kumar
Electrical Item | Thimbles |  | A000433 | Thimble, Ring Type10 mm2 |  | 61 | PCS | 0 | 1 | Part | 18 | 0 | NO | NO |  | NO |  | 14-APR-2023 4:50:27PM | [26 empty] | Admin : Admin | 14-MAY-2025 5:16:39PM | H1155 : Raushan Kumar
Electrical Item | Thimbles |  | A000434 | Thimble, Ring Type16 mm2 |  | 6 | PCS | 1 | 1 | Part | 18 | 0 | NO | NO |  | NO |  | 14-APR-2023 4:50:27PM | [26 empty] | Admin : Admin | 29-MAY-2025 12:23:36PM | H1155 : Raushan Kumar
Electrical Item | Thimbles |  | A000435 | Thimble, Ring Type2.5 mm2 |  | 232 | PCS | 1 | 1 | Part | 18 | 0 | NO | NO |  | NO |  | 14-APR-2023 4:50:27PM | [26 empty] | Admin : Admin | 23-OCT-2024 2:44:33PM | E1117 : Arun Kumar
Electrical Item | Thimbles |  | A000436 | Thimble, Ring Type25 mm2 |  | 424 | PCS | 1 | 1 | Part | 18 | 0 | NO | NO |  | NO |  | 14-APR-2023 4:50:27PM | [26 empty] | Admin : Admin | 29-MAY-2025 12:23:36PM | H1155 : Raushan Kumar
Electrical Item | Thimbles |  | A000437 | Thimble, Ring Type35 mm2 |  | 645 | PCS | 0 | 1 | Part | 18 | 0 | NO | NO |  | NO |  | 14-APR-2023 4:50:27PM | [26 empty] | Admin : Admin | 18-APR-2025 12:30:18PM | H1155 : Raushan Kumar
Electrical Item | Thimbles |  | A000438 | Thimble, Ring Type50 mm2 |  | 169 | PCS | 1 | 1 | Part | 18 | 0 | NO | NO |  | NO |  | 14-APR-2023 4:50:27PM | [26 empty] | Admin : Admin | 18-APR-2025 12:30:18PM | H1155 : Raushan Kumar
Electrical Item | Thimbles |  | A000439 | Thimble, Ring Type 6-4 mm2 |  | 195 | PCS | 1 | 1 | Part | 18 | 0 | NO | NO |  | NO |  | 14-APR-2023 4:50:27PM | [26 empty] | Admin : Admin | 24-MAY-2025 12:29:09PM | H1155 : Raushan Kumar
Electrical Item | Thimbles |  | A000440 | Thimble, Ring Type95 mm2 |  | 7 | PCS | 0 | 1 | Part | 18 | 0 | NO | NO |  | NO |  | 14-APR-2023 4:50:27PM | [26 empty] | Admin : Admin | 23-OCT-2024 2:44:33PM | E1117 : Arun Kumar
Fitting Item | Fitting Acce |  | A000441 | Tie Rod 8 x660 mm |  | 367 | PCS | 0 | 1 | Part | 18 | 0 | NO | NO |  | NO |  | 14-APR-2023 4:50:27PM | [26 empty] | Admin : Admin | 12-MAR-2025 9:56:00AM | H1155 : Raushan Kumar
Electrical Item | PVC Conduit fittings |  | A000442 | Tie Rod, 3 Mtr.8 mm |  | 0 |  | 0 | 1 | Part | 18 | 0 | NO | NO |  | NO |  | 14-APR-2023 4:50:27PM | [26 empty] | Admin : Admin | 19-APR-2024 11:18:45AM | E1117 : Arun Kumar
Electrical Item |  |  | A000443 | Tie Rod, 400 mm8 mm |  | 0 |  | 1 | 1 | Part |  |  | NO | NO |  | NO |  | 14-APR-2023 4:50:27PM | [26 empty] | Admin : Admin | 13-SEP-2024 1:53:21PM | H1155 : Raushan Kumar
Semi Finished Goods | Raw materials |  | A000444 | Tikki, Ring Tikki, Make- SS28 mm - 1/2 inch | 7219 | 2 | PCS | 50 | 1 | Part | 18 | 0 | NO | NO |  | NO |  | 14-APR-2023 4:50:27PM | [26 empty] | Admin : Admin | 17-JUN-2024 1:08:19PM | E1117 : Arun Kumar
Electrical Item |  |  | A000445 | Tikki, Ring Tikki, Make- SS35 mm |  | 0 |  |  | 1 | Part |  |  | NO | NO |  | NO |  | 14-APR-2023 4:50:27PM | [26 empty] | Admin : Admin
Electrical Item |  |  | A000446 | Tikki, Ring Tikki, Make- SS50 mm |  | 0 |  |  | 1 | Part |  |  | NO | NO |  | NO |  | 14-APR-2023 4:50:27PM | [26 empty] | Admin : Admin
Electrical Item |  |  | A000447 | Tikki, Ring Tikki, Make- SS63 mm |  | 0 |  |  | 1 | Part |  |  | NO | NO |  | NO |  | 14-APR-2023 4:50:27PM | [26 empty] | Admin : Admin
Semi Finished Goods | Raw materials |  | A000448 | Tikki, Ring Tikki, Make- SS68 mm 1 inch | 7219 | 8 | PCS | 50 | 1 | Part | 18 | 0 | NO | NO |  | NO |  | 14-APR-2023 4:50:27PM | [26 empty] | Admin : Admin | 16-JAN-2025 2:30:31PM | H1155 : Raushan Kumar
Semi Finished Goods | Raw materials |  | A000449 | Tikki, Solid Tikki, Make- SS28 mm - 1/2 inch | 7219 | 10 | PCS | 50 | 1 | Part | 18 | 0 | NO | NO |  | NO |  | 14-APR-2023 4:50:27PM | [26 empty] | Admin : Admin | 19-JUN-2024 12:55:40PM | E1117 : Arun Kumar
Semi Finished Goods | Raw materials |  | A000450 | Tikki, Solid Tikki, Make- SS55 mm- 3/4 inch | 7219 | 67 | PCS | 50 | 1 | Part | 18 | 0 | NO | NO |  | NO |  | 14-APR-2023 4:50:27PM | [26 empty] | Admin : Admin | 08-JAN-2025 3:10:01PM | H1155 : Raushan Kumar
Semi Finished Goods | Raw materials |  | A000451 | Tikki, Solid Tikki, Make- SS68 mm -1 inch | 7219 | 291 | PCS | 50 | 1 | Part | 18 | 0 | NO | NO |  | NO |  | 14-APR-2023 4:50:27PM | [26 empty] | Admin : Admin | 16-JAN-2025 2:30:31PM | H1155 : Raushan Kumar
Electrical Item |  |  | A000452 | Tikki, Solid Tikki, Make- SS79 mm |  | 0 |  |  | 1 | Part |  |  | NO | NO |  | NO |  | 14-APR-2023 4:50:27PM | [26 empty] | Admin : Admin
Electrical Item |  |  | A000453 | Tool Box16" X 9" |  | 40 |  | 1 | 1 | Part |  |  | NO | NO |  | NO |  | 14-APR-2023 4:50:27PM | [26 empty] | Admin : Admin | 29-APR-2025 12:46:55PM | H1155 : Raushan Kumar
Electrical Item |  |  | A000454 | TubelightPHILIPS/PANASONIC5W1 Foot |  | 205 |  | 1 | 1 | Part |  |  | NO | NO |  | NO |  | 14-APR-2023 4:50:27PM | [26 empty] | Admin : Admin | 21-FEB-2025 2:48:16PM | H1155 : Raushan Kumar
Fitting Item | SS Fitting |  | A000455 | SS Union 1-1/2 inch Grade- 304 | 73072200 | 0 | PCS | 1100 | 1 | Part | 18 | 0 | NO | NO |  | NO |  | 14-APR-2023 4:50:27PM | [26 empty] | Admin : Admin | 13-FEB-2025 2:44:04PM | H1155 : Raushan Kumar
Electrical Item |  |  | A000456 | Ups, Online With External Battery, Make- MICROTEK/DELTA2 Kva |  | 1 |  | 1 | 1 | Part |  |  | NO | NO |  | NO |  | 14-APR-2023 4:50:27PM | [26 empty] | Admin : Admin | 05-JUL-2024 5:06:35PM | H1155 : Raushan Kumar
Fitting Item | Fitting Acce |  | A000457 | Valve, Ball Valve, Make- ARKAY, Model-BUTTERFLY TYPE, Size-1" |  | 127 | PCS | 1 | 1 | Part | 18 | 0 | NO | NO |  | NO |  | 14-APR-2023 4:50:27PM | [26 empty] | Admin : Admin | 18-FEB-2025 9:48:25AM | H1155 : Raushan Kumar
Fitting Item | Fitting Acce |  | A000458 | Valve, Ball Valve, Make- ARKAY, Model-BUTTERFLY TYPE, Size-1/2" |  | 195 | PCS | 1 | 1 | Part | 18 | 0 | NO | NO |  | NO |  | 14-APR-2023 4:50:27PM | [26 empty] | Admin : Admin | 09-APR-2025 2:37:55PM | H1155 : Raushan Kumar
Fitting Item | Fitting Acce |  | A000459 | Valve, Ball Valve, Make- ARKAY, Model-BUTTERFLY TYPE, Size-3/4" |  | 198 | PCS | 1 | 1 | Part | 18 | 0 | NO | NO |  | NO |  | 14-APR-2023 4:50:27PM | [26 empty] | Admin : Admin | 09-APR-2025 2:31:39PM | H1155 : Raushan Kumar
Fitting Item | Fitting Acce |  | A000460 | Valve, Ball Valve, Make- FEBI, SS1.5" |  | 31 | PCS | 1 | 1 | Part | 18 | 0 | NO | NO |  | NO |  | 14-APR-2023 4:50:27PM | [26 empty] | Admin : Admin | 13-FEB-2025 11:54:57AM | H1155 : Raushan Kumar
Block | In Active |  | A000461 | Valve, Ball Valve, Make- L&T, Model-L3RBTS, Size-1" |  | 0 | PCS | 0 | 1 | Part | 18 | 0 | NO | NO |  | NO |  | 14-APR-2023 4:50:27PM | [26 empty] | Admin : Admin | 17-MAY-2024 11:01:08AM | E1117 : Arun Kumar
Block | In Active |  | A000462 | Valve, Ball Valve, Make- L&T, Model-L3RBTS, Size-1/2" |  | 0 |  | 0 | 1 | Part | 18 | 0 | NO | NO |  | NO |  | 14-APR-2023 4:50:27PM | [26 empty] | Admin : Admin | 17-MAY-2024 11:01:24AM | E1117 : Arun Kumar
Block | In Active |  | A000463 | Valve, Ball Valve, Make- L&T, Model-L3RBTS, Size-3/4" |  | 0 |  | 1 | 1 | Part | 18 | 0 | NO | NO |  | NO |  | 14-APR-2023 4:50:27PM | [26 empty] | Admin : Admin | 17-MAY-2024 11:01:46AM | E1117 : Arun Kumar
Fitting Item | Fitting Acce |  | A000464 | Valve, Diaphragm Vent Valve, Make- ROTEX/UFLOW, Model-24 V DC, EPDM, Size-1/2" |  | 13 | PCS | 1 | 1 | Part | 18 | 0 | NO | NO |  | NO |  | 14-APR-2023 4:50:27PM | [26 empty] | Admin : Admin | 10-APR-2025 9:49:09AM | H1155 : Raushan Kumar
Fitting Item | SS Fitting |  | A000465 | Valve, Needle Valve (F) - 1/4", Make- HITECH, SS1/4" |  | 3 | PCS | 0 | 1 | Part | 18 | 0 | NO | NO |  | NO |  | 14-APR-2023 4:50:27PM | [26 empty] | Admin : Admin | 09-APR-2025 2:37:55PM | H1155 : Raushan Kumar
Fitting Item | Brass Fitting |  | A000466 | Valve, Needle Valve (F) - 1/4", Make- PBI1/4" |  | 55 | PCS | 0 | 1 | Part | 18 | 0 | NO | NO |  | NO |  | 14-APR-2023 4:50:27PM | [26 empty] | Admin : Admin | 09-APR-2025 2:37:55PM | H1155 : Raushan Kumar
Fitting Item | Brass Fitting |  | A000467 | Valve, Needle Valve (M) - 1/4", Make- PBI1/4" |  | 156 | PCS | 0 | 1 | Part | 18 | 0 | NO | NO |  | NO |  | 14-APR-2023 4:50:27PM | [26 empty] | Admin : Admin | 09-APR-2025 2:37:55PM | H1155 : Raushan Kumar
Fitting Item | Pneumatics | ROTEX | A000468 | Valve, PSA Angle Valve, Make- ROTEX, Model-AV12050V01-F4-P2-4G, Size-1/2" | 84819090 | 0 | PCS | 3515 | 1 | Part | 18 | 0 | NO | NO |  | NO |  | 14-APR-2023 4:50:27PM | [26 empty] | Admin : Admin | 14-APR-2025 9:44:15AM | H1155 : Raushan Kumar
Fitting Item | Pneumatics | ROTEX | A000469 | Valve, PSA Angle Valve, Make- ROTEX, Model-AV20050V01-F4-P2-6G, Size-3/4" | 84819090 | 0 | PCS | 3800 | 1 | Part | 18 | 0 | NO | YES |  | NO |  | 14-APR-2023 4:50:27PM | [26 empty] | Admin : Admin | 09-APR-2025 2:31:38PM | H1155 : Raushan Kumar
Fitting Item | Pneumatics | ROTEX | A000470 | Valve, PSA Angle Valve, Make- ROTEX, Model-AV25050V01-F4-P2-8G-B13, Size-1" | 84819090 | 0 | PCS | 4050 | 19000 | Part | 18 | 0 | NO | NO |  | NO |  | 14-APR-2023 4:50:27PM | [26 empty] | Admin : Admin | 09-JUN-2025 4:59:10PM | E1002 : Pradeep Sati
Fitting Item | Pneumatics | ROTEX | A000471 | Valve, PSA Angle Valve, Make- ROTEX, Model-AV40090V02-F4-P2-12G, Size-1.5" | 84819090 | 94 | PCS | 7315 | 1 | Part | 18 | 0 | NO | NO |  | NO |  | 14-APR-2023 4:50:27PM | [26 empty] | Admin : Admin | 15-MAR-2025 11:12:21AM | H1155 : Raushan Kumar
Fitting Item | Fitting Acce |  | A000472 | Valve, Safety Valve, Make- PBI, Model-100 PSI, Size-1/2" |  | 324 | PCS | 1 | 1 | Part | 18 | 0 | NO | NO |  | NO |  | 14-APR-2023 4:50:27PM | [26 empty] | Admin : Admin | 26-DEC-2024 12:43:04PM | H1155 : Raushan Kumar
Fitting Item | Fitting Acce | ROTEX | A000473 | Valve, Solenoid Valve, Make- ROTEX, Model 51424-6-2GI-24 V-DC--5 PORT NAMUR TYPE 24V DC, Size-1/4 | 84818090 | 3 | PCS | 2800 | 1 | Part | 18 | 0 | NO | NO |  | NO |  | 14-APR-2023 4:50:27PM | [26 empty] | Admin : Admin | 11-APR-2025 10:42:44AM | E1117 : Arun Kumar
Electrical Item |  |  | A000474 | Valve, Valve Mounting Plate, Make- MS620 X 1100 mm |  | 18 |  | 1 | 1 | Part |  |  | NO | NO |  | NO |  | 14-APR-2023 4:50:27PM | [26 empty] | Admin : Admin | 21-DEC-2024 11:34:57AM | H1155 : Raushan Kumar
Fitting Item | Nut and Bolt |  | A000475 | Washer, Plain Washer16 mm |  | 2 | PCS | 1 | 1 | Part | 18 | 0 | NO | NO |  | NO |  | 14-APR-2023 4:50:27PM | [26 empty] | Admin : Admin | 09-APR-2025 2:31:38PM | H1155 : Raushan Kumar
Fitting Item | Fitting Acce |  | A000476 | Washer, Plain Washer4 mm |  | 5361 | PCS | 0 | 1 | Part | 18 | 0 | NO | NO |  | NO |  | 14-APR-2023 4:50:27PM | [26 empty] | Admin : Admin | 09-APR-2025 2:31:39PM | H1155 : Raushan Kumar
Electrical Item |  |  | A000477 | Washer, Plain Washer8 mm |  | 193 |  | 0.48 | 1 | Part |  |  | NO | NO |  | NO |  | 14-APR-2023 4:50:27PM | [26 empty] | Admin : Admin | 12-MAR-2025 9:56:00AM | H1155 : Raushan Kumar
Fitting Item | Fitting Acce |  | A000478 | Washer, Plain Washer, Make- MS10 mm | 7318 | 236 | PCS | 0.87 | 1 | Part | 18 | 0 | NO | NO |  | NO |  | 14-APR-2023 4:50:27PM | [26 empty] | Admin : Admin | 08-MAY-2025 5:34:36PM | H1155 : Raushan Kumar
Fitting Item | Fitting Acce |  | A000479 | Washer, Plain Washer, Make- SS6 mm |  | 24208 | PCS | 0 | 1 | Part | 18 | 0 | NO | NO |  | NO |  | 14-APR-2023 4:50:27PM | [26 empty] | Admin : Admin | 09-APR-2025 2:31:39PM | H1155 : Raushan Kumar
Electrical Item |  |  | A000480 | Washer, Spring Washer, Make- SS6 mm |  | 5482 |  |  | 1 | Part |  |  | NO | NO |  | NO |  | 14-APR-2023 4:50:27PM | [26 empty] | Admin : Admin | 27-JAN-2025 10:10:58AM | H1155 : Raushan Kumar
Electrical Item |  |  | A000481 | Water Separator, 1/2", Make- YUKA, Model-FWS 010, Size-1/2" |  | 0 |  |  | 1 | Part |  |  | NO | NO |  | NO |  | 14-APR-2023 4:50:27PM | [26 empty] | Admin : Admin
Electrical Item |  |  | A000482 | Water Separator, 3/4", Make- YUKA, Model-FWS 020, Size-3/4" |  | 0 |  |  | 1 | Part |  |  | NO | NO |  | NO |  | 14-APR-2023 4:50:27PM | [26 empty] | Admin : Admin
Electrical Item |  |  | A000483 | Water Separator, 1", Make- YUKA, Model-FWS 050, Size-1" |  | 1 |  | 1 | 1 | Part |  |  | NO | NO |  | NO |  | 14-APR-2023 4:50:27PM | [26 empty] | Admin : Admin
Electrical Item |  |  | A000484 | Water Separator, 1", Make- YUKA, Model-FWS 060, Size-1" |  | 0 |  | 1 | 1 | Part |  |  | NO | NO |  | NO |  | 14-APR-2023 4:50:27PM | [26 empty] | Admin : Admin | 07-MAY-2024 1:05:22PM | H1155 : Raushan Kumar
Electrical Item |  |  | A000485 | Water Separator, 1.5", Make- YUKA, Model-FWS 070, Size-1.5" |  | 0 |  |  | 1 | Part |  |  | NO | NO |  | NO |  | 14-APR-2023 4:50:27PM | [26 empty] | Admin : Admin
Fitting Item | Line Filter |  | A000486 | Water Separator, 2", Make- YUKA, Model-WS 200, Size-2" |  | 3 | PCS | 1 | 1 | Part | 18 | 0 | NO | NO |  | NO |  | 14-APR-2023 4:50:27PM | [26 empty] | Admin : Admin | 14-AUG-2024 4:12:02PM | H1155 : Raushan Kumar
Consumable Item | paint & acces |  | A000487 | White Spray Paint ABRO/ Trafic White | 3208 | 6 | PCS | 200 | 1 | Part | 18 | 0 | NO | NO |  | NO |  | 14-APR-2023 4:50:27PM | [26 empty] | Admin : Admin | 31-MAY-2025 4:18:59PM | H1155 : Raushan Kumar
Electrical Item | Wires |  | A000488 | Wire, 2 CORE2.5 mm2 |  | 0 | MTR | 66.3 | 1 | Part | 18 | 0 | NO | NO |  | NO |  | 14-APR-2023 4:50:27PM | [26 empty] | Admin : Admin | 28-JAN-2025 10:36:44AM | H1155 : Raushan Kumar
Electrical Item | Wires |  | A000489 | Wire, 4 CORE 10mm2 |  | 80 | MTR | 1 | 1 | Part | 18 | 0 | NO | NO |  | NO |  | 14-APR-2023 4:50:27PM | [26 empty] | Admin : Admin | 23-OCT-2024 2:18:21PM | E1117 : Arun Kumar
Electrical Item | Wires |  | A000490 | Wire, 4 CORE120 mm2 |  | 0 | MTR | 0 | 1 | Part | 18 | 0 | NO | NO |  | NO |  | 14-APR-2023 4:50:27PM | [26 empty] | Admin : Admin | 24-JUL-2024 12:12:00PM | E1117 : Arun Kumar
Electrical Item | Wires |  | A000491 | Wire, 4 CORE16 mm2 |  | 73 | MTR | 0 | 1 | Part | 18 | 0 | NO | NO |  | NO |  | 14-APR-2023 4:50:27PM | [26 empty] | Admin : Admin | 29-MAY-2025 12:23:36PM | H1155 : Raushan Kumar
Electrical Item | Wires |  | A000492 | Wire, 4 CORE2.5 mm2 |  | 0 | MTR | 118.64 | 1 | Part | 18 | 0 | NO | NO |  | NO |  | 14-APR-2023 4:50:27PM | [26 empty] | Admin : Admin | 24-JUL-2024 12:12:14PM | E1117 : Arun Kumar
Electrical Item | Wires |  | A000493 | Wire, 4 CORE25 mm2 |  | 0 | MTR | 0 | 1 | Part | 18 | 0 | NO | NO |  | NO |  | 14-APR-2023 4:50:27PM | [26 empty] | Admin : Admin | 23-OCT-2024 2:44:33PM | E1117 : Arun Kumar
Electrical Item | Wires |  | A000494 | Wire, 4 CORE 35 mm2 |  | 361 | MTR | 0 | 1 | Part | 18 | 0 | NO | NO |  | NO |  | 14-APR-2023 4:50:27PM | [26 empty] | Admin : Admin | 23-OCT-2024 2:44:33PM | E1117 : Arun Kumar
Electrical Item | Wires |  | A000495 | Wire, 4 CORE 50 mm2 |  | 23.1 | MTR | 0 | 1 | Part | 18 | 0 | NO | NO |  | NO |  | 14-APR-2023 4:50:27PM | [26 empty] | Admin : Admin | 24-SEP-2024 3:51:17PM | E1117 : Arun Kumar
Electrical Item | Wires |  | A000496 | Wire, 4 CORE 6 mm2 |  | 80 | MTR | 563 | 1 | Part | 18 | 0 | NO | NO |  | NO |  | 14-APR-2023 4:50:27PM | [26 empty] | Admin : Admin | 29-APR-2025 12:46:55PM | H1155 : Raushan Kumar
Electrical Item | Wires |  | A000497 | Wire 70 mm2 4 CORE |  | 79 | MTR | 0 | 1 | Part | 18 | 0 | NO | NO |  | NO |  | 14-APR-2023 4:50:27PM | [26 empty] | Admin : Admin | 29-APR-2025 6:12:34PM | E1117 : Arun Kumar
Semi Finished Goods | Sheet Metal Fabrication |  | A000498 | Diffuser, 1"1" |  | 26 | PCS | 340 | 1 | Part | 18 | 0 | NO | NO |  | NO |  | 14-APR-2023 4:50:27PM | [26 empty] | Admin : Admin | 09-APR-2025 2:31:38PM | H1155 : Raushan Kumar
Electrical Item | Wires |  | A000499 | Wire, 1 COREBLACK0.75 mm2 |  | 485 | MTR | 1 | 1 | Part | 18 | 0 | NO | NO |  | NO |  | 14-APR-2023 4:50:27PM | [26 empty] | Admin : Admin | 21-DEC-2024 2:26:49PM | H1155 : Raushan Kumar
Electrical Item | Wires |  | A000500 | Wire, 1 COREBLACK1 mm2 |  | 0 | MTR | 23.75 | 1 | Part | 18 | 0 | NO | NO |  | NO |  | 14-APR-2023 4:50:27PM | [26 empty] | Admin : Admin | 07-JUN-2025 12:59:03PM | H1155 : Raushan Kumar
Electrical Item | Wires |  | A000501 | Wire, 1 CORE BLUE0-75 mm2 | 85446090 | 29 | MTR | 20.37 | 1 | Part | 18 | 0 | NO | NO |  | NO |  | 14-APR-2023 4:50:27PM | [26 empty] | Admin : Admin | 05-JUN-2025 12:14:08PM | H1155 : Raushan Kumar
Electrical Item | Wires |  | A000502 | Wire, 1 COREGREEN0.75 mm2 |  | 1259 | MTR | 1 | 1 | Part | 18 | 0 | NO | NO |  | NO |  | 14-APR-2023 4:50:27PM | [26 empty] | Admin : Admin | 05-JUN-2025 12:14:08PM | H1155 : Raushan Kumar
Electrical Item | Wires |  | A000503 | Wire, 1 CORE GREY 0-75 mm2 | 8544 | 0 | MTR | 20.37 | 1 | Part | 18 | 0 | NO | NO |  | NO |  | 14-APR-2023 4:50:27PM | [26 empty] | Admin : Admin | 20-MAY-2025 4:40:18PM | H1155 : Raushan Kumar
Electrical Item | Wires |  | A000504 | Wire, 1 CORERED0.75 mm2 | 85446090 | 85 | MTR | 9.3 | 1 | Part | 18 | 0 | NO | NO |  | NO |  | 14-APR-2023 4:50:27PM | [26 empty] | Admin : Admin | 21-DEC-2024 2:26:49PM | H1155 : Raushan Kumar
Electrical Item | Wires |  | A000505 | Wire, 1 CORE RED 1 mm2 | 854460 | 53 | MTR | 25.9 | 1 | Part | 18 | 0 | NO | NO |  | NO |  | 14-APR-2023 4:50:27PM | [26 empty] | Admin : Admin | 09-JUN-2025 11:26:02AM | H1155 : Raushan Kumar
Electrical Item | Wires |  | A000506 | Wire, 1 COREWHITE0.75 mm2 |  | 0 | MTR | 0 | 1 | Part | 18 | 0 | NO | NO |  | NO |  | 14-APR-2023 4:50:27PM | [26 empty] | Admin : Admin | 20-MAY-2025 4:26:37PM | H1155 : Raushan Kumar
Electrical Item | Wires |  | A000507 | Wire, 1 COREYELLOW0.75 mm2 |  | 7299 | MTR | 0 | 1 | Part | 18 | 0 | NO | NO |  | NO |  | 14-APR-2023 4:50:27PM | [26 empty] | Admin : Admin | 05-JUN-2025 12:14:08PM | H1155 : Raushan Kumar
Fitting Item | SS Fitting |  | A000508 | X NippleSS1" |  | 153 | PCS | 0 | 1 | Part | 18 | 0 | NO | NO |  | NO |  | 14-APR-2023 4:50:27PM | [26 empty] | Admin : Admin | 29-AUG-2025 12:11:54PM | H1155 : Raushan Kumar
Fitting Item | Fitting Acce |  | A000509 | X Nipple SS 1/2 inch |  | 183 | PCS | 0 | 1 | Part | 18 | 0 | NO | NO |  | NO |  | 14-APR-2023 4:50:27PM | [26 empty] | Admin : Admin | 29-AUG-2025 12:11:54PM | H1155 : Raushan Kumar
Semi Finished Goods | Sheet Metal Fabrication |  | A000510 | Diffuser, 1/2"1/2" |  | 0 | PCS | 600 | 1 | Part | 18 | 0 | NO | NO |  | NO |  | 14-APR-2023 4:50:27PM | [26 empty] | Admin : Admin | 20-DEC-2024 4:45:09PM | E1117 : Arun Kumar
Electrical Item |  |  | A000511 | Y Strainer, With Ball Valve, Make- SANT1/2" |  | 4 |  | 665 | 1 | Part |  |  | NO | NO |  | NO |  | 14-APR-2023 4:50:27PM | [26 empty] | Admin : Admin | 17-JUN-2024 12:00:09PM | H1155 : Raushan Kumar
Consumable Item | Sieve |  | A000512 | ZMS, Molecular Sieves |  | 23382 | KG | 1 | 1 | Part | 18 | 0 | NO | NO |  | NO |  | 14-APR-2023 4:50:27PM | [26 empty] | Admin : Admin | 17-JUN-2025 12:47:28PM | E1002 : Pradeep Sati
Electrical Item |  |  | A000513 | Top Cover O Ring, Angle Valve (1.5" & 2"), Make- Rotex90 mm |  | 0 |  |  | 1 | Part |  |  | NO | NO |  | NO |  | 14-APR-2023 4:50:27PM | [26 empty] | Admin : Admin
Electrical Item |  |  | A000514 | Top Cover O Ring, Angle Valve (1/2", 3/4" & 1"), Make- Rotex50 mm |  | 0 |  |  | 1 | Part |  |  | NO | NO |  | NO |  | 14-APR-2023 4:50:27PM | [26 empty] | Admin : Admin
Electrical Item |  |  | A000515 | HOLLO TIKKIMS2"X1" |  | 0 |  |  | 1 | Part |  |  | NO | NO |  | NO |  | 14-APR-2023 4:50:27PM | [26 empty] | Admin : Admin
After Sales | Spare |  | A000516 | AO2 Oxygen Sensor, Size-Range 0-100% ( biomatric type) | 90330000 | 0 | PCS | 1 | 1 | Part | 18 | 0 | NO | NO |  | NO |  | 14-APR-2023 4:50:27PM | [26 empty] | Admin : Admin | 07-MAY-2024 4:40:29PM | H1155 : Raushan Kumar
Consumable Item | Packing |  | A000517 | Empty Drum Blue Big |  | 13 | NOS | 0 | 1 | Part | 18 | 0 | NO | NO |  | NO |  | 14-APR-2023 4:50:27PM | [26 empty] | Admin : Admin | 04-DEC-2024 10:03:23AM | E1117 : Arun Kumar
Air Package | Air Compressor - KAESER |  | A000518 | Air Compressor, 15 Kw - Kaeser, Make- KAESER, Model-ASK 28T, Size-1.25" |  | 0 |  | 0 | 1 | Part | 18 | 0 | NO | NO |  | NO |  | 14-APR-2023 4:50:27PM | [26 empty] | Admin : Admin | 14-OCT-2024 3:39:48PM | E1117 : Arun Kumar
After Sales | Spare |  | A000519 | Air Compressor, 18 Kw - IR, Make- IR, Model-RSB18, |  | 0 | PCS | 0 | 1 | Part | 18 | 0 | NO | NO |  | NO |  | 14-APR-2023 4:50:27PM | [26 empty] | Admin : Admin | 20-DEC-2023 6:00:13PM | H1155 : Raushan Kumar
Electrical Item |  |  | A000520 | Air Compressor, 18.5 Kw - Kaeser, Make- KAESER, Model-ASK 34T, Size-1.25" |  | 0 |  |  | 1 | Part |  |  | NO | NO |  | NO |  | 14-APR-2023 4:50:27PM | [26 empty] | Admin : Admin
Electrical Item |  |  | A000521 | Air Compressor, 22 Kw - IR, Make- IR, Model-RSB 22, Size-1" |  | 0 |  |  | 1 | Part |  |  | NO | NO |  | NO |  | 14-APR-2023 4:50:27PM | [26 empty] | Admin : Admin
Electrical Item |  |  | A000522 | Air Compressor, 22 Kw - Kaeser, Make- KAESER, Model-ASD 40T, Size-1.25" |  | 0 |  |  | 1 | Part |  |  | NO | NO |  | NO |  | 14-APR-2023 4:50:27PM | [26 empty] | Admin : Admin
Electrical Item |  |  | A000523 | Air Compressor, 30 Kw - Kaeser, Make- KAESER, Model-ASD 60T / BSD 65T, Size-1.5" |  | 0 |  |  | 1 | Part |  |  | NO | NO |  | NO |  | 14-APR-2023 4:50:27PM | [26 empty] | Admin : Admin
Electrical Item |  |  | A000524 | Air Compressor, 37 Kw - Kaeser, Make- KAESER, Model-BSD 75T, Size-1.5" |  | 0 |  |  | 1 | Part |  |  | NO | NO |  | NO |  | 14-APR-2023 4:50:27PM | [26 empty] | Admin : Admin
Electrical Item |  |  | A000525 | Air Compressor, 45 Kw - Kaeser, Make- KAESER, Model-CSD 85T / BSD 83T, Size-1.5" |  | 0 |  |  | 1 | Part |  |  | NO | NO |  | NO |  | 14-APR-2023 4:50:27PM | [26 empty] | Admin : Admin
Electrical Item |  |  | A000526 | Air Compressor, 9 Kw - Kaeser, Make- KAESER, Model-SM 15T, Size-3/4" |  | 0 |  |  | 1 | Part |  |  | NO | NO |  | NO |  | 14-APR-2023 4:50:27PM | [26 empty] | Admin : Admin
Electrical Item |  |  | A000527 | Air Dryer, IR - D360 IN, Make- IR, Model-D360 IN, Size-1.5" |  | 0 |  | 1 | 1 | Part |  |  | NO | NO |  | NO |  | 14-APR-2023 4:50:27PM | [26 empty] | Admin : Admin | 07-MAY-2024 1:05:22PM | H1155 : Raushan Kumar
Electrical Item |  |  | A000528 | Blue Wrap, 1555x1100 mm20-25 Micron1555 X 1100 mm |  | 0 |  |  | 1 | Part |  |  | NO | NO |  | NO |  | 14-APR-2023 4:50:27PM | [26 empty] | Admin : Admin
Electrical Item |  |  | A000529 | Blue Wrap, 1670x695 mm20-25 Micron1670 X 695 mm |  | 0 |  |  | 1 | Part |  |  | NO | NO |  | NO |  | 14-APR-2023 4:50:27PM | [26 empty] | Admin : Admin | 25-NOV-2024 3:14:05PM | H1155 : Raushan Kumar
Fitting Item | Brass Fitting |  | A000530 | Brass Fitting, Hex Nipple - 2.5", Make- PBI2.5" |  | 69 | PCS | 0 | 1 | Part | 18 | 0 | NO | NO |  | NO |  | 14-APR-2023 4:50:27PM | [26 empty] | Admin : Admin | 22-OCT-2024 12:10:37PM | E1117 : Arun Kumar
Fitting Item | Brass Fitting |  | A000531 | Brass Fitting, Hex Reducer - 1.25" X 1", Make- PBI1.25" X 1" |  | 15 | PCS | 0 | 1 | Part | 18 | 0 | NO | NO |  | NO |  | 14-APR-2023 4:50:27PM | [26 empty] | Admin : Admin | 04-SEP-2024 10:06:34AM | E1117 : Arun Kumar
Fitting Item | Brass Fitting |  | A000532 | Brass Fitting, Hex Reducer - 1.5" X 1", Make- PBI1.5" X 1" |  | 213 | PCS | 0 | 1 | Part | 18 | 0 | NO | NO |  | NO |  | 14-APR-2023 4:50:27PM | [26 empty] | Admin : Admin | 19-MAR-2025 11:48:44AM | H1155 : Raushan Kumar
Fitting Item | Brass Fitting |  | A000533 | Brass Fitting, Hex Reducer - 2" x 1", Make- PBI2" x 1" |  | 168 | PCS | 0 | 1 | Part | 18 | 0 | NO | NO |  | NO |  | 14-APR-2023 4:50:27PM | [26 empty] | Admin : Admin | 22-OCT-2024 1:52:59PM | E1117 : Arun Kumar
Fitting Item | Brass Fitting |  | A000534 | Brass Fitting, Hex Reducer - 3/4" X 1/4", Make- PBI3/4" X 1/4" |  | 32 | PCS | 1 | 1 | Part | 18 | 0 | NO | NO |  | NO |  | 14-APR-2023 4:50:27PM | [26 empty] | Admin : Admin | 04-SEP-2024 10:08:18AM | E1117 : Arun Kumar
Consumable Item | Welding |  | A000535 | Buffing Wheel, 4", Make- Extra Power4" |  | 61 | PCS | 25 | 1 | Part | 18 | 0 | NO | NO |  | NO |  | 14-APR-2023 4:50:27PM | [26 empty] | Admin : Admin | 08-FEB-2025 9:47:09AM | E1117 : Arun Kumar
Electrical Item |  |  | A000536 | Cardboard Box, 820x777x320 mm820 X 777 X 320 mm |  | 0 |  | 1 | 1 | Part |  |  | NO | NO |  | NO |  | 14-APR-2023 4:50:27PM | [26 empty] | Admin : Admin | 07-MAY-2024 1:05:22PM | H1155 : Raushan Kumar
Electrical Item |  |  | A000537 | Cleaner, Vessel Cleaning, Make- CTC Chemical |  | 0 |  | 1 | 1 | Part |  |  | NO | NO |  | NO |  | 14-APR-2023 4:50:27PM | [26 empty] | Admin : Admin | 07-MAY-2024 1:05:22PM | H1155 : Raushan Kumar
Consumable Item | paint & acces | Xtra Power | A000538 | Cutting Wheel, 4", Make- Extra Power4" | 1209 | 100 | PCS | 13.5 | 1 | Part | 18 | 0 | NO | NO |  | NO |  | 14-APR-2023 4:50:27PM | [26 empty] | Admin : Admin | 03-APR-2025 10:46:07AM | H1155 : Raushan Kumar
Consumable Item | paint & acces |  | A000539 | Dhoti, For Cleaning | 6310 | 156 | PCS | 8 | 1 | Part | 5 | 0 | NO | NO |  | NO |  | 14-APR-2023 4:50:27PM | [26 empty] | Admin : Admin | 29-APR-2025 12:46:55PM | H1155 : Raushan Kumar
Consumable Item | paint & acces |  | A000540 | Emery Paper, 150 No. |  | 502 | PCS | 10 | 1 | Part | 18 | 0 | NO | NO |  | NO |  | 14-APR-2023 4:50:27PM | [26 empty] | Admin : Admin | 07-JAN-2025 11:29:56AM | H1155 : Raushan Kumar
Consumable Item | paint & acces |  | A000541 | Emery Paper, 220 No. |  | 300 | PCS | 15 | 1 | Part | 18 | 0 | NO | NO |  | NO |  | 14-APR-2023 4:50:27PM | [26 empty] | Admin : Admin | 28-JAN-2025 10:28:52AM | H1155 : Raushan Kumar
Consumable Item | paint & acces |  | A000542 | Epoxy Paint, Kansai Nerolac |  | 0 | LTR | 0 | 1 | Part | 18 | 0 | NO | NO |  | NO |  | 14-APR-2023 4:50:27PM | [26 empty] | Admin : Admin | 04-SEP-2024 12:40:20PM | E1117 : Arun Kumar
Consumable Item | paint & acces |  | A000543 | Epoxy Thinner, Berger Thinner 844 EP-4-5 |  | 20 | LTR | 148 | 1 | Part | 18 | 0 | NO | NO |  | NO |  | 14-APR-2023 4:50:27PM | [26 empty] | Admin : Admin | 28-NOV-2024 1:51:39PM | H1155 : Raushan Kumar
Electrical Item |  |  | A000544 | Ferrules, Blue - 0.75 mm2Blue0.75 mm2 |  | 0 |  |  | 1 | Part |  |  | NO | NO |  | NO |  | 14-APR-2023 4:50:27PM | [26 empty] | Admin : Admin
Consumable Item | paint & acces | BOSCH | A000545 | Grinding Wheel, 4", Make- Extra Power4" | 6804 | 89 | PCS | 35 | 1 | Part | 18 | 0 | NO | NO |  | NO |  | 14-APR-2023 4:50:27PM | [26 empty] | Admin : Admin | 05-FEB-2025 9:59:10AM | H1155 : Raushan Kumar
Fitting Item | MS Fitting |  | A000546 | Diffuser, 2"2" |  | 23 | PCS | 0 | 1 | Part | 18 | 0 | NO | NO |  | NO |  | 14-APR-2023 4:50:27PM | [26 empty] | Admin : Admin | 13-FEB-2025 2:06:36PM | E1117 : Arun Kumar
Fitting Item | Jindal Fitting |  | A000547 | Jindal Fitting, Male Connector, Make- JINDAL1" BSPM X 1" Pipe |  | 0 | PCS | 1 | 1 | Part | 18 | 0 | NO | NO |  | NO |  | 14-APR-2023 4:50:27PM | [26 empty] | Admin : Admin | 04-SEP-2024 10:39:37AM | E1117 : Arun Kumar
Electrical Item |  |  | A000548 | NC Putty |  | 0 |  | 1 | 1 | Part |  |  | NO | NO |  | NO |  | 14-APR-2023 4:50:27PM | [26 empty] | Admin : Admin | 07-MAY-2024 3:45:00PM | H1155 : Raushan Kumar
Consumable Item | paint & acces |  | A000549 | PU PAINT NEROTHANE 460 GL PU TREFFIC WHITE 20Ltr. RAL9016 |  | 20 | LTR | 315 | 1 | Part | 18 | 0 | NO | NO |  | NO |  | 14-APR-2023 4:50:27PM | [26 empty] | Admin : Admin | 17-FEB-2025 9:18:51AM | H1155 : Raushan Kumar
Consumable Item | paint & acces |  | A000550 | PU Thinner, Kansai Nerolac |  | 20 | LTR | 143 | 1 | Part | 18 | 0 | NO | NO |  | NO |  | 14-APR-2023 4:50:27PM | [26 empty] | Admin : Admin | 25-NOV-2024 11:54:39AM | H1155 : Raushan Kumar
Consumable Item | Packing |  | A000551 | Shrink Roll, 18"20-25 Micron18" |  | 37.4 | KG | 109 | 1 | Part | 18 | 0 | NO | NO |  | NO |  | 14-APR-2023 4:50:27PM | [26 empty] | Admin : Admin | 20-MAR-2025 11:24:17AM | H1155 : Raushan Kumar
Electrical Item |  |  | A000552 | Shrink Roll, 24"20-25 Micron24" |  | 0 |  | 150 | 1 | Part |  |  | NO | NO |  | NO |  | 14-APR-2023 4:50:27PM | [26 empty] | Admin : Admin | 03-DEC-2024 9:23:01AM | H1155 : Raushan Kumar
Consumable Item | Packing |  | A000553 | Shrink Roll, 6"20-25 Micron6" | 392010 | 11.8 | KG | 116 | 1 | Part | 18 | 0 | NO | NO |  | NO |  | 14-APR-2023 4:50:27PM | [26 empty] | Admin : Admin | 20-MAR-2025 11:24:17AM | H1155 : Raushan Kumar
Electrical Item |  |  | A000554 | Spanner, U-Type, Make- TAPARIA52-55 |  | 0 |  |  | 1 | Part |  |  | NO | NO |  | NO |  | 14-APR-2023 4:50:27PM | [26 empty] | Admin : Admin
Fitting Item | SS Fitting |  | A000555 | SS Fitting, Male Nipple, 225 mm, Make- SS1.5" |  | 0 | PCS | 0 | 1 | Part | 18 | 0 | NO | NO |  | NO |  | 14-APR-2023 4:50:27PM | [26 empty] | Admin : Admin | 04-SEP-2024 12:32:55PM | E1117 : Arun Kumar
Consumable Item | Packing |  | A000556 | Absstem print tape 2 inch |  | 4 | PCS | 1 | 1 | Part | 18 | 0 | NO | NO |  | NO |  | 14-APR-2023 4:50:27PM | [26 empty] | Admin : Admin | 20-MAR-2025 11:24:17AM | H1155 : Raushan Kumar
Consumable Item | Welding | Manglam | A000557 | Welding Rod, 315 X 350 mm, Make- Mangalam315 X 350 mm | 7604 | 5 | PKT | 306.25 | 1 | Part | 18 | 0 | NO | NO |  | NO |  | 14-APR-2023 4:50:27PM | [26 empty] | Admin : Admin | 03-APR-2025 10:46:07AM | H1155 : Raushan Kumar
Consumable Item | Welding |  | A000558 | Welding Rod, 4.00 X 450 mm, Make- Mangalam4.00 X 450 mm |  | 33 | PKT | 0 | 1 | Part | 18 | 0 | NO | NO |  | NO |  | 14-APR-2023 4:50:27PM | [26 empty] | Admin : Admin | 03-APR-2025 10:46:07AM | H1155 : Raushan Kumar
Consumable Item | Packing |  | A000559 | Wooden Box, For Cabinet -1750x860x455 mm, |  | 0 | SET | 3000 | 1 | Part | 12 | 0 | NO | NO |  | NO |  | 14-APR-2023 4:50:27PM | [26 empty] | Admin : Admin | 06-JUN-2024 11:04:46AM | H1155 : Raushan Kumar
Electrical Item |  |  | A000560 | Wooden Box, For Cabinet -1722x810x384 mm, Make- Wooden1722 X 810 X 384 mm |  | 0 |  | 1 | 1 | Part | 12 |  | NO | NO |  | NO |  | 14-APR-2023 4:50:27PM | [26 empty] | Admin : Admin | 03-JUN-2024 10:25:57AM | H1155 : Raushan Kumar
Consumable Item | paint & acces |  | A000561 | Neropoxy 3842 ZP primer Grey Make - Nerolac |  | 80 | LTR | 165 | 1 | Part | 18 | 0 | NO | NO |  | NO |  | 14-APR-2023 4:50:27PM | [26 empty] | Admin : Admin | 08-JAN-2025 10:09:11AM | H1155 : Raushan Kumar
Electrical Item |  |  | A000562 | Emery Paper, 80 No. |  | 0 |  |  | 1 | Part |  |  | NO | NO |  | NO |  | 14-APR-2023 4:50:27PM | [26 empty] | Admin : Admin
Electrical Item |  |  | A000563 | CAM OPERATTED ROTARY SWITCH, 3 POLES, Make- SALZER |  | 0 |  |  | 1 | Part |  |  | NO | NO |  | NO |  | 14-APR-2023 4:50:27PM | [26 empty] | Admin : Admin
Electrical Item | Capacit |  | A000564 | RELAY CARDT 4 Port Part No - 011706016/RMS041P24 24 D Make Slazer |  | 5 | PCS | 1 | 1 | Part | 18 | 0 | NO | NO |  | NO |  | 14-APR-2023 4:50:27PM | [26 empty] | Admin : Admin | 15-MAY-2025 11:26:31AM | H1155 : Raushan Kumar
Electrical Item | controller |  | A000565 | RELAY CARD 8 Port Part No Cat No - RMS081P24/011706015 24V DC Make - Slazer/ Trinity | 85364900 | 2 | PCS | 831 | 1 | Part | 18 | 0 | NO | YES |  | NO |  | 14-APR-2023 4:50:27PM | [26 empty] | Admin : Admin | 09-JUN-2025 11:06:12AM | H1155 : Raushan Kumar
Electrical Item |  |  | A000566 | STAMP, RUBBER STAMP |  | 0 |  |  | 1 | Part |  |  | NO | NO |  | NO |  | 14-APR-2023 4:50:27PM | [26 empty] | Admin : Admin
Electrical Item |  |  | A000567 | COOLER, AIR COOLER, Make- MOKSHI70 LTR |  | 0 |  |  | 1 | Part |  |  | NO | NO |  | NO |  | 14-APR-2023 4:50:27PM | [26 empty] | Admin : Admin
Fitting Item | R 6 Hose |  | A000568 | Hose, Crimped, 3Mtr - 1.5", Make- PARKER, Model-AIR MASTER, Size-1.5" |  | 0 | PCS | 0 | 1 | Part | 18 | 0 | NO | NO |  | NO |  | 14-APR-2023 4:50:27PM | [26 empty] | Admin : Admin | 28-AUG-2024 3:38:26PM | E1117 : Arun Kumar
Consumable Item | Sieve |  | A000569 | SIVES, MOLECULER SIVES, Make- CARBON (GR 260 ) |  | 0 | NOS | 1 | 1 | Part | 18 | 0 | NO | NO |  | NO |  | 14-APR-2023 4:50:27PM | [26 empty] | Admin : Admin | 17-JUN-2025 12:47:54PM | E1002 : Pradeep Sati
Consumables Admin use | Stationery |  | A000570 | CARTRIDGE, TONER CARTRIDGE, Make- BROTHER, Model-TNB021 | 8443 | 3 | PCS | 920 | 1 | Part | 18 | 0 | NO | NO |  | NO |  | 14-APR-2023 4:50:27PM | [26 empty] | Admin : Admin | 23-SEP-2024 10:59:50AM | E1117 : Arun Kumar
Electrical Item |  |  | A000571 | Facial Tissue Box, 2 Ply - 200 Pulls, Make- Century, Model-200 Pulls, Size-20x20 Cms |  | 0 |  | 1 | 1 | Part |  |  | NO | NO |  | NO |  | 14-APR-2023 4:50:27PM | [26 empty] | Admin : Admin | 01-MAR-2024 6:16:50PM | E1117 : Arun Kumar
Electrical Item |  |  | A000572 | PIPE, CPVC PIPE, Make- PVC3/4" |  | 0 |  |  | 1 | Part |  |  | NO | NO |  | NO |  | 14-APR-2023 4:50:27PM | [26 empty] | Admin : Admin
Electrical Item |  |  | A000573 | ELBOW, CPVC ELBOW, Make- PVC3/4" |  | 0 |  |  | 1 | Part |  |  | NO | NO |  | NO |  | 14-APR-2023 4:50:27PM | [26 empty] | Admin : Admin
Electrical Item |  |  | A000574 | TEE, CPVC TEE, Make- PVC3/4" |  | 0 |  | 25.42 | 1 | Part |  |  | NO | NO |  | NO |  | 14-APR-2023 4:50:27PM | [26 empty] | Admin : Admin | 10-APR-2024 12:03:56PM | H1155 : Raushan Kumar
Electrical Item |  |  | A000575 | SOLVENT, CPVC SOLVENT, Make- PVC |  | 0 |  |  | 1 | Part |  |  | NO | NO |  | NO |  | 14-APR-2023 4:50:27PM | [26 empty] | Admin : Admin
Fitting Item | Brass Fitting |  | A000576 | Brass Fitting, Hex Nipple - 1/4", Make- PBI1/4" |  | 25 | PCS | 1 | 1 | Part | 18 | 0 | NO | NO |  | NO |  | 14-APR-2023 4:50:27PM | [26 empty] | Admin : Admin | 28-JAN-2025 2:01:34PM | H1155 : Raushan Kumar
Fitting Item | Brass Fitting |  | A000577 | Brass Fitting, Hex Reducer - 1.5" X 1.25", Make- PBI1.5" X 1.25" |  | 34 | PCS | 0 | 1 | Part | 18 | 0 | NO | NO |  | NO |  | 14-APR-2023 4:50:27PM | [26 empty] | Admin : Admin | 04-SEP-2024 10:08:50AM | E1117 : Arun Kumar
Fitting Item | Brass Fitting |  | A000578 | Brass Fitting, Hex Reducer - 1/2" X 1/4", Make- PBI1/2" X 1/4" |  | 0 | PCS | 1 | 1 | Part | 18 | 0 | NO | NO |  | NO |  | 14-APR-2023 4:50:27PM | [26 empty] | Admin : Admin | 22-OCT-2024 1:52:59PM | E1117 : Arun Kumar
Fitting Item | Brass Fitting |  | A000579 | Brass Fitting, Hex Reducer - 3/4" X 1/4", Make- PBI3/4" X 1/4" |  | 0 | PCS | 0 | 1 | Part | 18 | 0 | NO | NO |  | NO |  | 14-APR-2023 4:50:27PM | [26 empty] | Admin : Admin | 04-SEP-2024 10:09:14AM | E1117 : Arun Kumar
Fitting Item | Brass Fitting |  | A000580 | Brass Fitting, Cross - (Female) 1/4", Make- PBI1/4" |  | 0 | PCS | 0 | 1 | Part | 18 | 0 | NO | NO |  | NO |  | 14-APR-2023 4:50:27PM | [26 empty] | Admin : Admin | 04-SEP-2024 10:09:28AM | E1117 : Arun Kumar
Fitting Item | Brass Fitting |  | A000581 | Brass Fitting, Tee (F) 1/4", Make- PBI1/4" |  | 15 | PCS | 0 | 1 | Part | 18 | 0 | NO | NO |  | NO |  | 14-APR-2023 4:50:27PM | [26 empty] | Admin : Admin | 22-OCT-2024 1:52:59PM | E1117 : Arun Kumar
Fitting Item | Brass Fitting |  | A000582 | Brass Fitting, Bush Reducer 1.5" X 1.25", Make- PBI1.5" X 1.25" |  | 188 | PCS | 0 | 1 | Part | 18 | 0 | NO | NO |  | NO |  | 14-APR-2023 4:50:27PM | [26 empty] | Admin : Admin | 22-OCT-2024 12:10:37PM | E1117 : Arun Kumar
Block | In Active |  | A000583 | Compressor Service Kit, 15-22 Kw (2000 R Hrs.), Make- IR, Model-47709674001 |  | 0 |  | 0 | 1 | Part | 18 | 0 | NO | NO |  | NO |  | 14-APR-2023 4:50:27PM | [26 empty] | Admin : Admin | 20-JAN-2025 9:42:39AM | E1117 : Arun Kumar
Block | In Active |  | A000584 | Compressor Service Kit, 15-22 Kw (4000 R Hrs.), Make- IR, Model-47709675001 |  | 0 |  | 0 | 1 | Part | 18 | 0 | NO | NO |  | NO |  | 14-APR-2023 4:50:27PM | [26 empty] | Admin : Admin | 15-MAR-2025 11:44:44AM | E1117 : Arun Kumar
Fitting Item | Pneumatics |  | A000585 | PU Fitting, Male Elbow, Make- JANATICS1/2" X 10 mm |  | 1 | PCS | 1 | 1 | Part | 18 | 0 | NO | NO |  | NO |  | 14-APR-2023 4:50:27PM | [26 empty] | Admin : Admin | 28-FEB-2025 12:32:07PM | H1155 : Raushan Kumar
Asset | Tool Kit |  | A000586 | Digital Clamp MeterHTC InstrumentsCM-2030270 X 123 X 50 mm |  | 0 | PCS | 1 | 1 | Part | 18 | 0 | NO | NO |  | NO |  | 14-APR-2023 4:50:27PM | [26 empty] | Admin : Admin | 08-MAR-2025 3:23:53PM | H1155 : Raushan Kumar
Electrical Item | Switchs |  | A000587 | 3 Pin Plug6 Amp. | 8536 | 2 | PCS | 60 | 1 | Part | 18 | 0 | NO | NO |  | NO |  | 14-APR-2023 4:50:27PM | [26 empty] | Admin : Admin | 09-JUN-2025 11:06:11AM | H1155 : Raushan Kumar
Electrical Item | Switchs |  | A000588 | Adhesive Tape, Transparent - 2"2" |  | 9 |  | 36.5 | 1 | Part | 18 | 0 | NO | NO |  | NO |  | 14-APR-2023 4:50:27PM | [26 empty] | Admin : Admin | 20-MAR-2025 11:24:17AM | H1155 : Raushan Kumar
Semi Finished Goods | Sheet Metal Fabrication |  | A000589 | Angle, Angle Valve Clamp, Make- MS2" |  | 0 | PCS | 1 | 1 | Part | 18 | 0 | NO | NO |  | NO |  | 14-APR-2023 4:50:27PM | [26 empty] | Admin : Admin | 04-JAN-2025 10:38:36AM | E1117 : Arun Kumar
Fitting Item | Brass Fitting |  | A000590 | Brass Fitting, Bush Reducer 1.5" X 1/2", Make- PBI1.5" X 1/2" |  | 0 | PCS | 265 | 1 | Part | 18 | 0 | NO | NO |  | NO |  | 14-APR-2023 4:50:27PM | [26 empty] | Admin : Admin | 04-SEP-2024 10:10:03AM | E1117 : Arun Kumar
Electrical Item |  |  | A000591 | MS Channel, 340 mm, Make- MS4" |  | 0 |  |  | 1 | Part |  |  | NO | NO |  | NO |  | 14-APR-2023 4:50:27PM | [26 empty] | Admin : Admin
Electrical Item |  |  | A000592 | MS Channel, 310 mm, Make- MS4" |  | 0 |  |  | 1 | Part |  |  | NO | NO |  | NO |  | 14-APR-2023 4:50:27PM | [26 empty] | Admin : Admin
Electrical Item |  |  | A000593 | MS Channel, 350 mm, Make- MS4" |  | 0 |  |  | 1 | Part |  |  | NO | NO |  | NO |  | 14-APR-2023 4:50:27PM | [26 empty] | Admin : Admin
Electrical Item |  |  | A000594 | Double Side Tape, Foam Type - 1"1" |  | 21 |  | 1 | 1 | Part |  |  | NO | NO |  | NO |  | 14-APR-2023 4:50:27PM | [26 empty] | Admin : Admin | 21-FEB-2025 2:53:46PM | H1155 : Raushan Kumar
Semi Finished Goods | Sheet Metal Fabrication |  | A000595 | Filter Mounting PlateMS800 mm |  | 20 | PCS | 0 | 1 | Part | 18 | 0 | NO | NO |  | NO |  | 14-APR-2023 4:50:27PM | [26 empty] | Admin : Admin | 23-OCT-2024 2:44:33PM | E1117 : Arun Kumar
Fitting Item | R 6 Hose |  | A000596 | Hose, Crimped, 12 Mtr - 1" - R6, Make- PARKER, Model-R6, Size-1" |  | 0 | PCS | 1 | 1 | Part | 18 | 0 | NO | NO |  | NO |  | 14-APR-2023 4:50:27PM | [26 empty] | Admin : Admin | 24-JUL-2024 11:47:00AM | E1117 : Arun Kumar
Fitting Item | R 6 Hose |  | A000597 | Hose, Crimped, 12 Mtr - 3/4" - R6, Make- PARKER, Model-R6, Size-3/4" |  | 0 | PCS | 0 | 1 | Part | 18 | 0 | NO | NO |  | NO |  | 14-APR-2023 4:50:27PM | [26 empty] | Admin : Admin | 24-JUL-2024 11:47:33AM | E1117 : Arun Kumar
Fitting Item | Teflon Hose |  | A000598 | Hose - Teflon, Crimped, 3 Mtr - 1", Make- Teflon1" |  | 0 | PCS | 0 | 1 | Part | 18 | 0 | NO | NO |  | NO |  | 14-APR-2023 4:50:27PM | [26 empty] | Admin : Admin | 24-JUL-2024 12:03:48PM | E1117 : Arun Kumar
Fitting Item | R 6 Hose |  | A000599 | Hose, Crimped, 5 Mtr - 1.5", Make- PARKER, Model-Air Master, Size-1.5" |  | 0 | PCS | 0 | 1 | Part | 18 | 0 | NO | NO |  | NO |  | 14-APR-2023 4:50:27PM | [26 empty] | Admin : Admin | 28-AUG-2024 3:38:53PM | E1117 : Arun Kumar
Fitting Item | Jindal Fitting |  | A000600 | Jindal Fitting, Male Connector, Make- JINDAL3/4" Bspm X 1" Pipe |  | 0 | PCS | 0 | 1 | Part | 18 | 0 | NO | NO |  | NO |  | 14-APR-2023 4:50:27PM | [26 empty] | Admin : Admin | 04-SEP-2024 10:39:58AM | E1117 : Arun Kumar
Consumable Item | Stickers |  | A000601 | MedO Name Plate 400 X 600 mm MOC SS |  | 8 | PCS | 3300 | 1 | Part | 18 | 0 | NO | NO |  | NO |  | 14-APR-2023 4:50:27PM | [26 empty] | Admin : Admin | 07-OCT-2024 2:45:22PM | E1117 : Arun Kumar
Electrical Item |  |  | A000602 | MS Fitting, Dead Plug, Make- MS1.5" |  | 300 |  | 1 | 1 | Part |  |  | NO | NO |  | NO |  | 14-APR-2023 4:50:27PM | [26 empty] | Admin : Admin | 23-OCT-2024 11:08:38AM | E1117 : Arun Kumar
Electrical Item |  |  | A000603 | Pressure Vessel, PSA Tank, Make- C3-FID 394 / OD 406 |  | 0 |  |  | 1 | Part |  |  | NO | NO |  | NO |  | 14-APR-2023 4:50:27PM | [26 empty] | Admin : Admin
Electrical Item |  |  | A000604 | Pressure Vessel, Receiver Tank, Make- C2-EID 546 / OD 558 |  | 0 |  |  | 1 | Part |  |  | NO | NO |  | NO |  | 14-APR-2023 4:50:27PM | [26 empty] | Admin : Admin
Electrical Item |  |  | A000605 | Pressure Vessel, Storage Tank, Make- C2-G-AID 850 / OD 862 |  | 0 |  |  | 1 | Part |  |  | NO | NO |  | NO |  | 14-APR-2023 4:50:27PM | [26 empty] | Admin : Admin
Electrical Item |  |  | A000606 | Pressure Vessel, Storage Tank, Make- C5-G-AID 1300 / OD 1316 |  | 0 |  |  | 1 | Part |  |  | NO | NO |  | NO |  | 14-APR-2023 4:50:27PM | [26 empty] | Admin : Admin
Electrical Item |  |  | A000607 | Pressure Vessel, Storage Tank, Make- C8-G-AID 1700 / OD 1716, Air Receiver Tank 4.5m3 (8kg/cm2 ) Hydrostatic Pressure 13.2kg/cm2 |  | 0 | SET |  | 1 | Part | 18 |  | NO | NO |  | NO |  | 14-APR-2023 4:50:27PM | [26 empty] | Admin : Admin | 14-JUN-2023 6:25:27PM | E1143 : AT-EMP-033
Electrical Item |  |  | A000608 | Pressure Vessel, Storage Tank, Make- C9.5-G-AID 1900 / OD 1916 |  | 0 |  |  | 1 | Part |  |  | NO | NO |  | NO |  | 14-APR-2023 4:50:27PM | [26 empty] | Admin : Admin
Electrical Item |  |  | A000609 | Pressure Vessel, Storage Tank, Make- C9-G-AID 1800 / OD 1816 |  | 0 |  |  | 1 | Part |  |  | NO | NO |  | NO |  | 14-APR-2023 4:50:27PM | [26 empty] | Admin : Admin
Fitting Item | Pneumatics |  | A000610 | PU Fitting, Male Connector, Make- PARKER1/2" X 6 mm |  | 3 | PCS | 1 | 1 | Part | 18 | 0 | NO | NO |  | NO |  | 14-APR-2023 4:50:27PM | [26 empty] | Admin : Admin | 10-APR-2025 10:34:25AM | H1155 : Raushan Kumar
Electrical Item | Panels |  | A000611 | PVC Channel 25 X 25 mm/25 x45 | 39162019 | 85 | MTR | 76 | 1 | Part | 18 | 0 | NO | NO |  | NO |  | 14-APR-2023 4:50:27PM | [26 empty] | Admin : Admin | 09-JUN-2025 11:06:12AM | H1155 : Raushan Kumar
Electrical Item |  |  | A000612 | Spanner, U-Type, Make- TAPARIA45240 |  | 0 |  |  | 1 | Part |  |  | NO | NO |  | NO |  | 14-APR-2023 4:50:27PM | [26 empty] | Admin : Admin
Fitting Item | SS Fitting |  | A000613 | SS Fitting, Socket, Make- Atam, SS1.5" |  | 0 | PCS | 1 | 1 | Part | 18 | 0 | NO | NO |  | NO |  | 14-APR-2023 4:50:27PM | [26 empty] | Admin : Admin | 17-MAY-2025 4:14:48PM | H1155 : Raushan Kumar
Electrical Item |  |  | A000614 | Sticker, Analog CardMini |  | 0 |  | 1 | 1 | Part |  |  | NO | NO |  | NO |  | 14-APR-2023 4:50:27PM | [26 empty] | Admin : Admin | 03-JUN-2024 10:25:58AM | H1155 : Raushan Kumar
Electrical Item |  |  | A000615 | Sticker, FanMini |  | 11 |  | 2.5 | 1 | Part |  |  | NO | NO |  | NO |  | 14-APR-2023 4:50:27PM | [26 empty] | Admin : Admin | 03-JUN-2024 10:25:59AM | H1155 : Raushan Kumar
Electrical Item |  |  | A000616 | Sticker, HMIMini |  | 0 |  | 1 | 1 | Part |  |  | NO | NO |  | NO |  | 14-APR-2023 4:50:27PM | [26 empty] | Admin : Admin | 03-JUN-2024 10:25:59AM | H1155 : Raushan Kumar
Electrical Item | Wires |  | A000617 | Sticker, LampMini | 3919 | 11 | PCS | 2.5 | 1 | Part | 18 | 0 | NO | NO |  | NO |  | 14-APR-2023 4:50:27PM | [26 empty] | Admin : Admin | 03-JUN-2024 10:25:59AM | H1155 : Raushan Kumar
Consumable Item | Stickers |  | A000618 | Sticker, MCB 1Mini |  | 11 | PCS | 2.5 | 1 | Part | 18 | 0 | NO | NO |  | NO |  | 14-APR-2023 4:50:27PM | [26 empty] | Admin : Admin | 07-OCT-2024 3:11:09PM | E1117 : Arun Kumar
Consumable Item | Stickers |  | A000619 | Sticker, MCB 2Mini |  | 11 | PCS | 2.5 | 1 | Part | 18 | 0 | NO | NO |  | NO |  | 14-APR-2023 4:50:27PM | [26 empty] | Admin : Admin | 07-OCT-2024 3:11:30PM | E1117 : Arun Kumar
Consumable Item | Stickers |  | A000620 | Sticker, MCB 3Mini |  | 11 | PCS | 2.5 | 1 | Part | 18 | 0 | NO | NO |  | NO |  | 14-APR-2023 4:50:27PM | [26 empty] | Admin : Admin | 07-OCT-2024 3:11:58PM | E1117 : Arun Kumar
Electrical Item |  |  | A000621 | Sticker, PLCMini |  | 0 |  | 1 | 1 | Part |  |  | NO | NO |  | NO |  | 14-APR-2023 4:50:27PM | [26 empty] | Admin : Admin | 03-JUN-2024 10:26:01AM | H1155 : Raushan Kumar
Electrical Item |  |  | A000622 | Sticker, Relay Card 1Mini |  | 0 |  | 1 | 1 | Part |  |  | NO | NO |  | NO |  | 14-APR-2023 4:50:27PM | [26 empty] | Admin : Admin | 03-JUN-2024 10:26:01AM | H1155 : Raushan Kumar
Electrical Item |  |  | A000623 | Sticker, Relay Card 2Mini |  | 0 |  | 1 | 1 | Part |  |  | NO | NO |  | NO |  | 14-APR-2023 4:50:27PM | [26 empty] | Admin : Admin | 03-JUN-2024 10:26:01AM | H1155 : Raushan Kumar
Electrical Item |  |  | A000624 | Sticker, SMPS 1Mini |  | 10 |  | 2.5 | 1 | Part |  |  | NO | NO |  | NO |  | 14-APR-2023 4:50:27PM | [26 empty] | Admin : Admin | 24-JUN-2024 3:22:44PM | H1155 : Raushan Kumar
Electrical Item |  |  | A000625 | Sticker, SMPS 2Mini |  | 10 |  | 2.5 | 1 | Part |  |  | NO | NO |  | NO |  | 14-APR-2023 4:50:27PM | [26 empty] | Admin : Admin | 24-JUN-2024 3:22:44PM | H1155 : Raushan Kumar
Electrical Item |  |  | A000626 | Sticker, TerminalsMini |  | 0 |  |  | 1 | Part |  |  | NO | NO |  | NO |  | 14-APR-2023 4:50:27PM | [26 empty] | Admin : Admin
Electrical Item |  |  | A000627 | Bolt, U - 7"7" |  | 0 |  | 1 | 1 | Part |  |  | NO | NO |  | NO |  | 14-APR-2023 4:50:27PM | [26 empty] | Admin : Admin | 17-MAY-2024 10:54:08AM | H1155 : Raushan Kumar
Electrical Item |  |  | A000628 | Valve, Valve Mounting Plate, Make- MS900 X 1000 mm |  | 0 |  |  | 1 | Part |  |  | NO | NO |  | NO |  | 14-APR-2023 4:50:27PM | [26 empty] | Admin : Admin
Electrical Item | Wires |  | A000629 | Wire, 1 CORERED2.5 mm2 |  | 0 | MTR | 0 | 1 | Part | 18 | 0 | NO | NO |  | NO |  | 14-APR-2023 4:50:27PM | [26 empty] | Admin : Admin | 24-JUL-2024 12:14:38PM | E1117 : Arun Kumar
Electrical Item |  |  | A000630 | Bolt, Hex, Make- SS6 X 115 mm |  | 0 |  |  | 1 | Part |  |  | NO | NO |  | NO |  | 14-APR-2023 4:50:27PM | [26 empty] | Admin : Admin
Fitting Item | Brass Fitting |  | A000631 | Brass Fitting, Bush Reducer 1" X 3/4", Make- PBI1" X 3/4" |  | 0 | PCS | 1 | 1 | Part | 18 | 0 | NO | NO |  | NO |  | 14-APR-2023 4:50:27PM | [26 empty] | Admin : Admin | 04-SEP-2024 10:10:17AM | E1117 : Arun Kumar
Electrical Item |  |  | A000632 | Pressure Vessel, Storage TankC10-G-AID 2500 / OD 2524 |  | 0 |  |  | 1 | Part |  |  | NO | NO |  | NO |  | 14-APR-2023 4:50:27PM | [26 empty] | Admin : Admin
Electrical Item |  |  | A000633 | Sugar Sachets, 5g Small Sachets, Make- ADMIN-P |  | 0 | PKT |  | 114 | Part | 5 |  | NO | NO |  | NO |  | 14-APR-2023 4:50:27PM | [26 empty] | Admin : Admin | 12-JUL-2023 5:19:22PM | E1143 : AT-EMP-033
Electrical Item |  |  | A000634 | SS PipeSS1.5" X 350 mm |  | 0 |  |  | 1 | Part |  |  | NO | NO |  | NO |  | 14-APR-2023 4:50:27PM | [26 empty] | Admin : Admin
Electrical Item |  |  | A000635 | Nescafe Intenso, Whole Roasted Coffee Beans, Make- ADMIN-P1 Kg |  | 0 |  |  | 1 | Part |  |  | NO | NO |  | NO |  | 14-APR-2023 4:50:27PM | [26 empty] | Admin : Admin
Electrical Item |  |  | A000636 | Nestea - Cardamom, Tea Premix Cardamom Flavour, Make- ADMIN-P1 Kg |  | 0 |  |  | 1 | Part |  |  | NO | NO |  | NO |  | 14-APR-2023 4:50:27PM | [26 empty] | Admin : Admin
Electrical Item |  |  | A000637 | Nestle - EveryDay, Dairy Whitener, Make- ADMIN-P1 Kg |  | 0 | PKT |  | 576 | Part | 5 |  | NO | NO |  | NO |  | 14-APR-2023 4:50:27PM | [26 empty] | Admin : Admin | 12-JUL-2023 5:15:24PM | E1143 : AT-EMP-033
Electrical Item |  |  | A000638 | Stirer Stick, Stirring Stick, Make- ADMIN-P |  | 0 |  |  | 1 | Part |  |  | NO | NO |  | NO |  | 14-APR-2023 4:50:27PM | [26 empty] | Admin : Admin
Block | In Active |  | A000639 | Paper Cups, Tea Cup - 100ml, Make- ADMIN-P100 ml |  | 0 | PCS | 0.4 | 1 | Part | 18 | 0 | NO | NO |  | NO |  | 14-APR-2023 4:50:27PM | [26 empty] | Admin : Admin | 23-SEP-2024 11:06:39AM | E1117 : Arun Kumar
Consumables Admin use | beverages and refreshments |  | A000640 | Tea leaves / Chai patti | 902 | 0 | NOS | 470 | 1 | Part | 5 | 0 | NO | NO |  | NO |  | 14-APR-2023 4:50:27PM | [26 empty] | Admin : Admin | 10-FEB-2025 1:47:34PM | H1155 : Raushan Kumar
Electrical Item |  |  | A000641 | Tea Bag, 1.3g Green Tea Bags, Make- ADMIN-P |  | 0 |  |  | 1 | Part |  |  | NO | NO |  | NO |  | 14-APR-2023 4:50:27PM | [26 empty] | Admin : Admin
Electrical Item |  |  | A000642 | SS Fitting, Male Nipple, 165 mm, Make- SS1/2" |  | 0 |  |  | 1 | Part |  |  | NO | NO |  | NO |  | 14-APR-2023 4:50:27PM | [26 empty] | Admin : Admin
Fitting Item | Pneumatics | ROTEX | A000643 | Valve, PSA Angle Valve, Make- Rotex, Model-AV40090V02-F4-P2-16G, Size-2" | 84819090 | 13 | PCS | 0 | 1 | Part | 18 | 0 | NO | NO |  | NO |  | 14-APR-2023 4:50:27PM | [26 empty] | Admin : Admin | 04-JAN-2025 10:37:49AM | E1117 : Arun Kumar
Electrical Item | Switchs |  | A000644 | Led Bulb |  | 13 | PCS | 220 | 1 | Part | 18 | 0 | NO | NO |  | NO |  | 14-APR-2023 4:50:27PM | [26 empty] | Admin : Admin | 28-AUG-2024 10:28:21AM | H1155 : Raushan Kumar
Consumable Item | paint & acces |  | A000645 | Hand Gloves Cotton | 6116 | 8 | SET | 6.67 | 1 | Part | 18 | 0 | NO | NO |  | NO |  | 14-APR-2023 4:50:27PM | [26 empty] | Admin : Admin | 29-JAN-2025 2:37:31PM | H1155 : Raushan Kumar
Electrical Item |  |  | A000646 | Hand Gloves Rubber |  | 95 |  | 3.5 | 1 | Part |  |  | NO | NO |  | NO |  | 14-APR-2023 4:50:27PM | [26 empty] | Admin : Admin | 22-JAN-2024 12:06:12PM | H1155 : Raushan Kumar
Electrical Item |  |  | A000647 | Sutali (Rope) |  | 4 |  | 1 | 1 | Part |  |  | NO | NO |  | NO |  | 14-APR-2023 4:50:27PM | [26 empty] | Admin : Admin | 10-APR-2024 1:43:39PM | H1155 : Raushan Kumar
Electrical Item | Panels |  | A000648 | Power Strip, Extension Board, Make- Cona6Amp. | 8544 | 1 | PCS | 540 | 1 | Part | 18 | 0 | NO | NO |  | NO |  | 14-APR-2023 4:50:27PM | [26 empty] | Admin : Admin | 06-MAR-2025 12:30:52PM | H1155 : Raushan Kumar
Consumable Item | paint & acces | BOSCH | A000649 | Cutting WheelXtra Power14" | 8459 | 3 | PCS | 150 | 1 | Part | 18 | 0 | NO | NO |  | NO |  | 14-APR-2023 4:50:27PM | [26 empty] | Admin : Admin | 03-APR-2025 10:46:07AM | H1155 : Raushan Kumar
Fitting Item | Fitting Acce |  | A000650 | Silencer/Muffler -3/4 inch -Alwitco/ M07/0111007 | 84149090 | 37 | PCS | 1 | 1 | Part | 18 | 0 | NO | NO |  | NO |  | 14-APR-2023 4:50:27PM | [26 empty] | Admin : Admin | 02-AUG-2024 3:13:20PM | H1155 : Raushan Kumar
Fitting Item | Fitting Acce |  | A000651 | Silencer, 2", Make- Alwitco, Model-M20, Size-2" |  | 73 | PCS | 1 | 1 | Part | 18 | 0 | NO | NO |  | NO |  | 14-APR-2023 4:50:27PM | [26 empty] | Admin : Admin | 25-JUN-2024 10:41:16AM | E1117 : Arun Kumar
Consumables Admin use | Housekeeping & Cleaning |  | A000652 | Air Room Freshener, Make- Godrej | 3307 | 8 | NOS | 120 | 1 | Part | 18 | 0 | NO | NO |  | NO |  | 14-APR-2023 4:50:27PM | [26 empty] | Admin : Admin | 26-MAY-2025 3:17:36PM | H1155 : Raushan Kumar
Electrical Item |  |  | A000653 | Automatic Air Freshener, Air Room Freshener, Make- Godrej |  | 2 |  | 130 | 1 | Part |  |  | NO | NO |  | NO |  | 14-APR-2023 4:50:27PM | [26 empty] | Admin : Admin
Electrical Item |  |  | A000654 | Primer, Grey Primer, Make- Nerolac |  | 0 |  |  | 1 | Part |  |  | NO | NO |  | NO |  | 14-APR-2023 4:50:28PM | [26 empty] | Admin : Admin
Electrical Item |  |  | A000655 | Air CompressorIRRSB55I |  | 0 |  |  | 1 | Part |  |  | NO | NO |  | NO |  | 14-APR-2023 4:50:28PM | [26 empty] | Admin : Admin
Electrical Item |  |  | A000656 | Air DryerIRD180 IN1.5" |  | 0 |  | 1 | 1 | Part |  |  | NO | NO |  | NO |  | 14-APR-2023 4:50:28PM | [26 empty] | Admin : Admin | 06-MAY-2024 1:53:33PM | H1155 : Raushan Kumar
Electrical Item | Dryer IR |  | A000657 | Air DryerIRD950 IN1.5" |  | 1 | PCS | 1 | 1 | Part | 18 | 0 | NO | NO |  | NO |  | 14-APR-2023 4:50:28PM | [26 empty] | Admin : Admin | 17-MAY-2024 2:10:09PM | E1117 : Arun Kumar
Electrical Item |  |  | A000658 | Oil, Servo Oil |  | 0 |  |  | 1 | Part |  |  | NO | NO |  | NO |  | 14-APR-2023 4:50:28PM | [26 empty] | Admin : Admin | 30-APR-2025 12:39:12PM | H1155 : Raushan Kumar
Electrical Item |  |  | A000659 | Air Power PocketGodrej |  | 0 |  |  | 1 | Part |  |  | NO | NO |  | NO |  | 14-APR-2023 4:50:28PM | [26 empty] | Admin : Admin
After Sales | Line Filter/Air Filter Spare |  | A000660 | Element, Filter Element LFA080AA, Make- Yuka, Model-LFA080AA |  | 0 | PCS | 0 | 1 | Part | 18 | 0 | NO | NO |  | NO |  | 14-APR-2023 4:50:28PM | [26 empty] | Admin : Admin | 23-OCT-2024 5:27:51PM | E1117 : Arun Kumar
After Sales | Line Filter/Air Filter Spare |  | A000661 | Element, Filter Element LFA080AO, Make- Yuka, Model-LFA080AO |  | 0 | PCS | 0 | 1 | Part | 18 | 0 | NO | NO |  | NO |  | 14-APR-2023 4:50:28PM | [26 empty] | Admin : Admin | 23-OCT-2024 5:27:58PM | E1117 : Arun Kumar
After Sales | Line Filter/Air Filter Spare |  | A000662 | Element, Filter Element LFA080ACS, Make- Yuka, Model-LFA080ACS |  | 0 | PCS | 0 | 1 | Part | 18 | 0 | NO | NO |  | NO |  | 14-APR-2023 4:50:28PM | [26 empty] | Admin : Admin | 23-OCT-2024 5:28:06PM | E1117 : Arun Kumar
Block | In Active |  | A000663 | Filter element L058 AO FT | 84219900 | 0 | PCS | 2400 | 1 | Part | 18 | 0 | NO | NO |  | NO |  | 14-APR-2023 4:50:28PM | [26 empty] | Admin : Admin | 25-MAR-2025 2:36:49PM | E1117 : Arun Kumar
After Sales | Line Filter/Air Filter Spare |  | A000664 | Element, Filter Element L058AO, Make- Yuka, Model-L058AO |  | 0 | PCS | 1 | 1 | Part | 18 | 0 | NO | NO |  | NO |  | 14-APR-2023 4:50:28PM | [26 empty] | Admin : Admin | 23-OCT-2024 5:28:17PM | E1117 : Arun Kumar
After Sales | Line Filter/Air Filter Spare |  | A000665 | Element, Filter Element L058ACS, Make- Yuka, Model-L058ACS |  | 0 | PCS | 0 | 1 | Part | 18 | 0 | NO | NO |  | NO |  | 14-APR-2023 4:50:28PM | [26 empty] | Admin : Admin | 23-OCT-2024 5:28:24PM | E1117 : Arun Kumar
After Sales | Line Filter/Air Filter Spare |  | A000666 | Element, Filter Element LFA060AA, Make- Yuka, Model-LFA060AA |  | 0 | PCS | 0 | 1 | Part | 18 | 0 | NO | NO |  | NO |  | 14-APR-2023 4:50:28PM | [26 empty] | Admin : Admin | 23-OCT-2024 5:28:32PM | E1117 : Arun Kumar
After Sales | Line Filter/Air Filter Spare |  | A000667 | Element, Filter Element LFA060AO, Make- Yuka, Model-LFA060AO |  | 2 | PCS | 0 | 1 | Part | 18 | 0 | NO | NO |  | NO |  | 14-APR-2023 4:50:28PM | [26 empty] | Admin : Admin | 25-OCT-2024 12:17:36PM | E1117 : Arun Kumar
After Sales | Line Filter/Air Filter Spare |  | A000668 | Element, Filter Element LFA060ACS, Make- Yuka, Model-LFA060ACS |  | 0 | PCS | 0 | 1 | Part | 18 | 0 | NO | NO |  | NO |  | 14-APR-2023 4:50:28PM | [26 empty] | Admin : Admin | 23-OCT-2024 5:28:43PM | E1117 : Arun Kumar
After Sales | Line Filter/Air Filter Spare |  | A000669 | Element, Filter Element L068AA, Make- Yuka, Model-L068AA |  | 0 | PCS | 1 | 1 | Part | 18 | 0 | NO | NO |  | NO |  | 14-APR-2023 4:50:28PM | [26 empty] | Admin : Admin | 23-OCT-2024 5:28:48PM | E1117 : Arun Kumar
After Sales | Line Filter/Air Filter Spare |  | A000670 | Element, Filter Element L068AO, Make- Yuka, Model-L068AO |  | 0 | PCS | 0 | 1 | Part | 18 | 0 | NO | NO |  | NO |  | 14-APR-2023 4:50:28PM | [26 empty] | Admin : Admin | 23-OCT-2024 5:28:55PM | E1117 : Arun Kumar
After Sales | Line Filter/Air Filter Spare |  | A000671 | Element, Filter Element L068ACS, Make- Yuka, Model-L068ACS |  | 1 | PCS | 1 | 1 | Part | 18 | 0 | NO | NO |  | NO |  | 14-APR-2023 4:50:28PM | [26 empty] | Admin : Admin | 23-OCT-2024 5:29:00PM | E1117 : Arun Kumar
After Sales | Line Filter/Air Filter Spare |  | A000672 | Element, Filter Element LFA020AA, Make- Yuka, Model-LFA020AA |  | 0 | PCS | 1 | 1 | Part | 18 | 0 | NO | NO |  | NO |  | 14-APR-2023 4:50:28PM | [26 empty] | Admin : Admin | 23-OCT-2024 5:29:06PM | E1117 : Arun Kumar
After Sales | Line Filter/Air Filter Spare |  | A000673 | Element, Filter Element LFA020AO, Make- Yuka, Model-LFA020AO |  | 0 | PCS | 1 | 1 | Part | 18 | 0 | NO | NO |  | NO |  | 14-APR-2023 4:50:28PM | [26 empty] | Admin : Admin | 23-OCT-2024 5:29:12PM | E1117 : Arun Kumar
After Sales | Line Filter/Air Filter Spare |  | A000674 | Element, Filter Element LFA020ACS, Make- Yuka, Model-LFA020ACS |  | 0 | PCS | 1 | 1 | Part | 18 | 0 | NO | NO |  | NO |  | 14-APR-2023 4:50:28PM | [26 empty] | Admin : Admin | 23-OCT-2024 5:29:18PM | E1117 : Arun Kumar
After Sales | Line Filter/Air Filter Spare |  | A000675 | Air Filter Element L025AA | 84219900 | 0 | PCS | 2000 | 1 | Part | 18 | 0 | NO | NO |  | NO |  | 14-APR-2023 4:50:28PM | [26 empty] | Admin : Admin | 09-NOV-2024 2:52:55PM | H1155 : Raushan Kumar
After Sales | Line Filter/Air Filter Spare |  | A000676 | Air Filter Element L025AO | 84219900 | 0 | PCS | 2000 | 1 | Part | 18 | 0 | NO | NO |  | NO |  | 14-APR-2023 4:50:28PM | [26 empty] | Admin : Admin | 09-NOV-2024 2:52:55PM | H1155 : Raushan Kumar
After Sales | Line Filter/Air Filter Spare |  | A000677 | Air Filter Element L025ACS | 84219900 | 0 | PCS | 2000 | 1 | Part | 18 | 0 | NO | NO |  | NO |  | 14-APR-2023 4:50:28PM | [26 empty] | Admin : Admin | 09-NOV-2024 2:52:55PM | H1155 : Raushan Kumar
After Sales | Line Filter/Air Filter Spare |  | A000678 | Element, Filter Element L030AA, Make- Yuka, Model-L030AA |  | 1 | PCS | 1 | 1 | Part | 18 | 0 | NO | NO |  | NO |  | 14-APR-2023 4:50:28PM | [26 empty] | Admin : Admin | 23-OCT-2024 5:29:40PM | E1117 : Arun Kumar
After Sales | Spare |  | A000679 | Element, Filter Element L030AO, Make- Yuka, Model-L030AO |  | 1 | PCS | 1 | 1 | Part | 18 | 0 | NO | NO |  | NO |  | 14-APR-2023 4:50:28PM | [26 empty] | Admin : Admin | 22-MAY-2024 10:50:41AM | E1117 : Arun Kumar
After Sales | Spare |  | A000680 | Element, Filter Element L030ACS, Make- Yuka, Model-L030ACS |  | 1 | PCS | 1 | 1 | Part | 18 | 0 | NO | NO |  | NO |  | 14-APR-2023 4:50:28PM | [26 empty] | Admin : Admin | 04-SEP-2024 2:05:29PM | E1117 : Arun Kumar
After Sales | Spare |  | A000681 | Element, Filter Element L035AA, Make- Yuka, Model-L035AA |  | 0 | PCS | 0 | 1 | Part | 18 | 0 | NO | NO |  | NO |  | 14-APR-2023 4:50:28PM | [26 empty] | Admin : Admin | 04-SEP-2024 2:05:43PM | E1117 : Arun Kumar
After Sales | Spare |  | A000682 | Element, Filter Element L035AO, Make- Yuka, Model-L035AO |  | 0 | PCS | 0 | 1 | Part | 18 | 0 | NO | NO |  | NO |  | 14-APR-2023 4:50:28PM | [26 empty] | Admin : Admin | 04-SEP-2024 2:05:54PM | E1117 : Arun Kumar
After Sales | Spare |  | A000683 | Element, Filter Element L035ACS, Make- Yuka, Model-L035ACS |  | 0 | PCS | 0 | 1 | Part | 18 | 0 | NO | NO |  | NO |  | 14-APR-2023 4:50:28PM | [26 empty] | Admin : Admin | 04-SEP-2024 2:06:07PM | E1117 : Arun Kumar
After Sales | Spare |  | A000684 | Element, Filter Element LFA100AA, Make- Yuka, Model-LFA100AA |  | 0 | PCS | 0 | 1 | Part | 18 | 0 | NO | NO |  | NO |  | 14-APR-2023 4:50:28PM | [26 empty] | Admin : Admin | 04-SEP-2024 2:06:21PM | E1117 : Arun Kumar
After Sales | Spare |  | A000685 | Element, Filter Element LFA100AO, Make- Yuka, Model-LFA100AO |  | 0 | PCS | 0 | 1 | Part | 18 | 0 | NO | NO |  | NO |  | 14-APR-2023 4:50:28PM | [26 empty] | Admin : Admin | 04-SEP-2024 2:06:34PM | E1117 : Arun Kumar
After Sales | Spare |  | A000686 | Element, Filter Element LFA100ACS, Make- Yuka, Model-LFA100ACS |  | 0 | PCS | 1 | 1 | Part | 18 | 0 | NO | NO |  | NO |  | 14-APR-2023 4:50:28PM | [26 empty] | Admin : Admin | 04-SEP-2024 2:07:07PM | E1117 : Arun Kumar
After Sales | Spare |  | A000687 | Element, Filter Element LFA120AA, Make- Yuka, Model-LFA120AA |  | 0 | PCS | 0 | 1 | Part | 18 | 0 | NO | NO |  | NO |  | 14-APR-2023 4:50:28PM | [26 empty] | Admin : Admin | 04-SEP-2024 2:07:21PM | E1117 : Arun Kumar
After Sales | Spare |  | A000688 | Element, Filter Element LFA120AO, Make- Yuka, Model-LFA120AO |  | 0 | PCS | 0 | 1 | Part | 18 | 0 | NO | NO |  | NO |  | 14-APR-2023 4:50:28PM | [26 empty] | Admin : Admin | 04-SEP-2024 2:09:29PM | E1117 : Arun Kumar
After Sales | Spare |  | A000689 | Element, Filter Element LFA120ACS, Make- Yuka, Model-LFA120ACS |  | 0 | PCS | 0 | 1 | Part | 18 | 0 | NO | NO |  | NO |  | 14-APR-2023 4:50:28PM | [26 empty] | Admin : Admin | 04-SEP-2024 2:09:39PM | E1117 : Arun Kumar
After Sales | Spare |  | A000690 | Element, Filter Element L220AA, Make- Yuka, Model-L220AA |  | 0 | PCS | 0 | 1 | Part | 18 | 0 | NO | NO |  | NO |  | 14-APR-2023 4:50:28PM | [26 empty] | Admin : Admin | 04-SEP-2024 2:10:41PM | E1117 : Arun Kumar
After Sales | Spare |  | A000691 | Element, Filter Element L220AO, Make- Yuka, Model-L220AO |  | 0 | PCS | 1 | 1 | Part | 18 | 0 | NO | NO |  | NO |  | 14-APR-2023 4:50:28PM | [26 empty] | Admin : Admin | 04-SEP-2024 2:10:50PM | E1117 : Arun Kumar
After Sales | Spare |  | A000692 | Element, Filter Element L220ACS, Make- Yuka, Model-L220ACS |  | 0 | PCS | 0 | 1 | Part | 18 | 0 | NO | NO |  | NO |  | 14-APR-2023 4:50:28PM | [26 empty] | Admin : Admin | 04-SEP-2024 2:11:04PM | E1117 : Arun Kumar
After Sales | Spare |  | A000693 | Element, Filter Element L260AA, Make- Yuka, Model-L260AA |  | 0 | PCS | 0 | 1 | Part | 18 | 0 | NO | NO |  | NO |  | 14-APR-2023 4:50:28PM | [26 empty] | Admin : Admin | 04-SEP-2024 2:11:20PM | E1117 : Arun Kumar
After Sales | Spare |  | A000694 | Element, Filter Element L260AO, Make- Yuka, Model-L260AO |  | 0 | PCS | 0 | 1 | Part | 18 | 0 | NO | NO |  | NO |  | 14-APR-2023 4:50:28PM | [26 empty] | Admin : Admin | 04-SEP-2024 2:11:28PM | E1117 : Arun Kumar
After Sales | Spare |  | A000695 | Element, Filter Element L260ACS, Make- Yuka, Model-L260ACS |  | 7 | PCS | 1 | 1 | Part | 18 | 0 | NO | NO |  | NO |  | 14-APR-2023 4:50:28PM | [26 empty] | Admin : Admin | 25-MAR-2025 11:35:40AM | H1155 : Raushan Kumar
Fitting Item | Pneumatics |  | A000696 | PU Tube - 10 mm Q1 | 39172110 | 9 | MTR | 84 | 1 | Part | 18 | 0 | NO | NO |  | NO |  | 14-APR-2023 4:50:28PM | [26 empty] | Admin : Admin | 28-APR-2025 11:33:41AM | H1155 : Raushan Kumar
Fitting Item | Fitting Acce |  | A000697 | Self Screw 3/4 inch | 7318 | 0 | PCS | 450 | 1 | Part | 18 | 0 | NO | NO |  | NO |  | 14-APR-2023 4:50:28PM | [26 empty] | Admin : Admin | 26-DEC-2024 1:57:15PM | H1155 : Raushan Kumar
Electrical Item |  |  | A000698 | Nut Runner 8 mm |  | 0 |  |  | 1 | Part |  |  | NO | NO |  | NO |  | 14-APR-2023 4:50:28PM | [26 empty] | Admin : Admin
Electrical Item |  |  | A000699 | Volini Spray |  | 0 |  |  | 1 | Part |  |  | NO | NO |  | NO |  | 14-APR-2023 4:50:28PM | [26 empty] | Admin : Admin
Asset | Tool Kit |  | A000700 | Oil Filter Wrench, Strap Wrench12 " |  | 1 | PCS | 1000 | 1 | Part | 18 | 0 | NO | NO |  | NO |  | 14-APR-2023 4:50:28PM | [26 empty] | Admin : Admin | 28-MAY-2025 3:35:28PM | H1155 : Raushan Kumar
After Sales | CMC - PSA Oxygen plant - Dual Compressor |  | A000701 | Element Air Filter, IR 24900292, Make- Ingersoll Rand, Model-24900292- Q1 |  | 0 | PCS | 0 | 1 | Part | 18 | 0 | NO | NO |  | NO |  | 14-APR-2023 4:50:28PM | [26 empty] | Admin : Admin | 03-SEP-2024 10:27:58AM | E1117 : Arun Kumar
After Sales | Spare |  | A000702 | Element Oil Filter, IR 39911615, Make- Ingersoll Rand, Model-39911615 |  | 0 | PCS | 0 | 1 | Part | 18 | 0 | NO | NO |  | NO |  | 14-APR-2023 4:50:28PM | [26 empty] | Admin : Admin | 04-SEP-2024 2:12:25PM | E1117 : Arun Kumar
After Sales | Spare |  | A000703 | Element Filter Intake, IR 24091720 45kW, Make- Ingersoll Rand, Model-24091720, Size-45 KW |  | 0 | PCS | 0 | 1 | Part | 18 | 0 | NO | NO |  | NO |  | 14-APR-2023 4:50:28PM | [26 empty] | Admin : Admin | 04-SEP-2024 2:12:43PM | E1117 : Arun Kumar
After Sales | Spare |  | A000704 | Pad Filter Ingersoll Rand4765671800130-37 K.W |  | 0 | PCS | 0 | 1 | Part | 18 | 0 | NO | NO |  | NO |  | 14-APR-2023 4:50:28PM | [26 empty] | Admin : Admin | 26-SEP-2024 10:06:48AM | H1155 : Raushan Kumar
After Sales | Spare |  | A000705 | Pad Filter Ingersoll Rand24115826770 X 815 X 10 45 K.W. |  | 0 | PCS | 1 | 1 | Part | 18 | 0 | NO | NO |  | NO |  | 14-APR-2023 4:50:28PM | [26 empty] | Admin : Admin | 04-SEP-2024 2:13:09PM | E1117 : Arun Kumar
After Sales | Spare |  | A000706 | Oil, Coolant Oil, Make- Ingersoll Rand |  | 0 | LTR | 2490.84 | 1 | Part | 18 | 0 | NO | NO |  | NO |  | 14-APR-2023 4:50:28PM | [26 empty] | Admin : Admin | 28-MAY-2025 11:23:32AM | H1155 : Raushan Kumar
Fitting Item | Fitting Acce |  | A000707 | Nitrile Foam Tape1" | 3919 | 0 | NOS | 1 | 1 | Part | 18 | 0 | NO | NO |  | NO |  | 14-APR-2023 4:50:28PM | [26 empty] | Admin : Admin | 21-DEC-2024 11:48:23AM | H1155 : Raushan Kumar
Consumable Item | Grease |  | A000708 | Silicon Gun |  | 1 | PCS | 170 | 1 | Part | 18 | 0 | NO | NO |  | NO |  | 14-APR-2023 4:50:28PM | [26 empty] | Admin : Admin | 09-JUL-2024 10:56:35AM | E1117 : Arun Kumar
Electrical Item |  |  | A000709 | Silicon |  | 5 |  | 140 | 1 | Part |  |  | NO | NO |  | NO |  | 14-APR-2023 4:50:28PM | [26 empty] | Admin : Admin | 07-AUG-2024 4:13:21PM | H1155 : Raushan Kumar
Electrical Item | Contactors |  | A000710 | Relay MSP 2P 8 Pin Make- Salzer | 85364900 | 9 | NOS | 202.4 | 1 | Part | 18 | 0 | NO | NO |  | NO |  | 14-APR-2023 4:50:28PM | [26 empty] | Admin : Admin | 06-JUN-2025 2:25:09PM | H1155 : Raushan Kumar
Electrical Item |  |  | A000711 | Relay With BaseSalzerMSP4P14 Pin |  | 0 |  |  | 1 | Part |  |  | NO | NO |  | NO |  | 14-APR-2023 4:50:28PM | [26 empty] | Admin : Admin
Consumable Item | Packing |  | A000712 | Filament Tape, Ratio tape2" |  | 0 | NOS | 1 | 1 | Part | 18 | 0 | NO | NO |  | NO |  | 14-APR-2023 4:50:28PM | [26 empty] | Admin : Admin | 07-MAY-2024 1:05:22PM | H1155 : Raushan Kumar
Electrical Item | Panels |  | A000713 | LED Panel Indicator (Red)240 v |  | 25 | PCS | 1 | 1 | Part | 18 | 0 | NO | NO |  | NO |  | 14-APR-2023 4:50:28PM | [26 empty] | Admin : Admin | 08-NOV-2024 9:14:34AM | H1155 : Raushan Kumar
Electrical Item | Panels |  | A000714 | LED Panel Indicator (Green)240 v |  | 14 | PCS | 1 | 1 | Part | 18 | 0 | NO | NO |  | NO |  | 14-APR-2023 4:50:28PM | [26 empty] | Admin : Admin | 07-OCT-2024 4:24:37PM | E1117 : Arun Kumar
Electrical Item | Panels |  | A000715 | LED Panel Indicator (Yellow)240 v |  | 13 | PCS | 1 | 1 | Part | 18 | 0 | NO | NO |  | NO |  | 14-APR-2023 4:50:28PM | [26 empty] | Admin : Admin | 08-NOV-2024 9:16:27AM | H1155 : Raushan Kumar
Electrical Item | Panels |  | A000716 | LED Panel Indicator (Blue)240 v |  | 14 | PCS | 1 | 1 | Part | 18 | 0 | NO | NO |  | NO |  | 14-APR-2023 4:50:28PM | [26 empty] | Admin : Admin | 08-NOV-2024 9:14:34AM | H1155 : Raushan Kumar
Electrical Item | PVC Conduit fittings |  | A000717 | TerminalSalzer2.5 mm |  | 128 | PCS | 7.76 | 1 | Part | 18 | 0 | NO | NO |  | NO |  | 14-APR-2023 4:50:28PM | [26 empty] | Admin : Admin | 05-JUN-2025 12:14:08PM | H1155 : Raushan Kumar
Electrical Item |  |  | A000718 | TerminalSalzer6 mm |  | 30 |  | 1 | 1 | Part |  |  | NO | NO |  | NO |  | 14-APR-2023 4:50:28PM | [26 empty] | Admin : Admin | 24-AUG-2024 2:27:19PM | H1155 : Raushan Kumar
Electrical Item |  |  | A000719 | TerminalSalzer10 mm |  | 27 |  |  | 1 | Part |  |  | NO | NO |  | NO |  | 14-APR-2023 4:50:28PM | [26 empty] | Admin : Admin | 26-NOV-2024 12:12:39PM | H1155 : Raushan Kumar
Electrical Item |  |  | A000720 | TerminalSalzer25 mm |  | 0 |  | 1 | 1 | Part |  |  | NO | NO |  | NO |  | 14-APR-2023 4:50:28PM | [26 empty] | Admin : Admin | 24-MAY-2025 12:29:09PM | H1155 : Raushan Kumar
Electrical Item | Panels |  | A000721 | Terminal 35 mm Make- Salzer | 8538900 | 44 | PCS | 83.4 | 1 | Part | 18 | 0 | NO | NO |  | NO |  | 14-APR-2023 4:50:28PM | [26 empty] | Admin : Admin | 22-FEB-2025 10:57:54AM | H1155 : Raushan Kumar
Electrical Item | Panels |  | A000722 | Terminal 50 mm Make -Salzer | 85389000 | 4 | PCS | 245 | 1 | Part | 18 | 0 | NO | NO |  | NO |  | 14-APR-2023 4:50:28PM | [26 empty] | Admin : Admin | 30-MAY-2025 5:02:56PM | H1155 : Raushan Kumar
Electrical Item | Panels |  | A000723 | Terminal 70/95 mm Make - Salzer | 85389000 | 20 | PCS | 354 | 1 | Part | 18 | 0 | NO | NO |  | NO |  | 14-APR-2023 4:50:28PM | [26 empty] | Admin : Admin | 04-DEC-2024 10:17:22AM | E1117 : Arun Kumar
Electrical Item | PVC Conduit fittings |  | A000724 | Conduit Gland, PG-25PG-25 |  | 5 | PCS | 60 | 1 | Part | 18 | 0 | NO | NO |  | NO |  | 14-APR-2023 4:50:28PM | [26 empty] | Admin : Admin | 23-SEP-2024 9:45:44AM | E1117 : Arun Kumar
Electrical Item | PVC Conduit fittings |  | A000725 | Conduit Gland, PG-35PG-35 |  | 5 | PCS | 80 | 1 | Part | 18 | 0 | NO | NO |  | NO |  | 14-APR-2023 4:50:28PM | [26 empty] | Admin : Admin | 23-SEP-2024 9:45:57AM | E1117 : Arun Kumar
Electrical Item | PVC Conduit fittings |  | A000726 | Conduit Gland, PG-50PG-50 |  | 0 | PCS | 0 | 1 | Part | 18 | 0 | NO | NO |  | NO |  | 14-APR-2023 4:50:28PM | [26 empty] | Admin : Admin | 23-SEP-2024 9:46:08AM | E1117 : Arun Kumar
Electrical Item | controller |  | A000727 | Smps Meanwell LRS 150- 24V 6-5 A | 8504 | 0 | PCS | 1513 | 1 | Part | 18 | 0 | NO | NO |  | NO |  | 14-APR-2023 4:50:28PM | [26 empty] | Admin : Admin | 05-JUN-2025 12:07:23PM | H1155 : Raushan Kumar
Electrical Item | controller |  | A000728 | SMPS 2 Point 2 MW LRS-50-24 | 8504 | 1 | PCS | 830 | 1 | Part | 18 | 0 | NO | NO |  | NO |  | 14-APR-2023 4:50:28PM | [26 empty] | Admin : Admin | 05-JUN-2025 12:07:23PM | H1155 : Raushan Kumar
Electrical Item |  |  | A000729 | Hooter, (24vdc)92 x 92 |  | 0 |  | 1 | 1 | Part |  |  | NO | NO |  | NO |  | 14-APR-2023 4:50:28PM | [26 empty] | Admin : Admin | 11-MAY-2024 5:24:13PM | H1155 : Raushan Kumar
Electrical Item |  |  | A000730 | Stabilizer, A.C. Stabilizer |  | 0 |  |  | 1 | Part |  |  | NO | NO |  | NO |  | 14-APR-2023 4:50:28PM | [26 empty] | Admin : Admin
Electrical Item | Wires |  | A000731 | Wire, 3 Core2.5 mm |  | 25 | MTR | 71.63 | 1 | Part | 18 | 0 | NO | NO |  | NO |  | 14-APR-2023 4:50:28PM | [26 empty] | Admin : Admin | 30-APR-2025 10:58:01AM | H1155 : Raushan Kumar
Electrical Item |  |  | A000732 | Control Plate |  | 0 |  | 1 | 1 | Part |  |  | NO | NO |  | NO |  | 14-APR-2023 4:50:28PM | [26 empty] | Admin : Admin | 30-APR-2024 1:59:20PM | H1155 : Raushan Kumar
Electrical Item | Wires |  | A000733 | Wire, 1 core1.5 mm2 |  | 0 | MTR | 0 | 1 | Part | 18 | 0 | NO | NO |  | NO |  | 14-APR-2023 4:50:28PM | [26 empty] | Admin : Admin | 19-APR-2025 10:18:19AM | H1155 : Raushan Kumar
Electrical Item |  |  | A000734 | Tool Kit, Complete Service Tool Kit |  | 0 |  |  | 1 | Part |  |  | NO | NO |  | NO |  | 14-APR-2023 4:50:28PM | [26 empty] | Admin : Admin
Electrical Item |  |  | A000735 | Led Light, Halogen Light |  | 0 |  |  | 1 | Part |  |  | NO | NO |  | NO |  | 14-APR-2023 4:50:28PM | [26 empty] | Admin : Admin
Electrical Item |  |  | A000736 | Soldering Iron |  | 0 |  |  | 1 | Part |  |  | NO | NO |  | NO |  | 14-APR-2023 4:50:28PM | [26 empty] | Admin : Admin
Electrical Item |  |  | A000737 | Soldering Iron Stand |  | 0 |  |  | 1 | Part |  |  | NO | NO |  | NO |  | 14-APR-2023 4:50:28PM | [26 empty] | Admin : Admin
Electrical Item |  |  | A000738 | Soldering Paste |  | 0 |  |  | 1 | Part |  |  | NO | NO |  | NO |  | 14-APR-2023 4:50:28PM | [26 empty] | Admin : Admin
Electrical Item | Wires |  | A000739 | Soldering Wire |  | 0 | MTR | 0 | 1 | Part | 18 | 0 | NO | NO |  | NO |  | 14-APR-2023 4:50:28PM | [26 empty] | Admin : Admin | 24-JUL-2024 12:15:19PM | E1117 : Arun Kumar
Fitting Item | Fitting Acce |  | A000740 | Allen Key SetTaparia |  | 0 | PCS | 150 | 1 | Part | 18 | 0 | NO | NO |  | NO |  | 14-APR-2023 4:50:28PM | [26 empty] | Admin : Admin | 26-APR-2025 2:51:00PM | H1155 : Raushan Kumar
Consumable Item | Packing |  | A000741 | Cutter, Pu Cutter | 7318 | 0 | PCS | 20 | 1 | Part | 18 | 0 | NO | NO |  | NO |  | 14-APR-2023 4:50:28PM | [26 empty] | Admin : Admin | 06-JUN-2025 5:07:30PM | H1155 : Raushan Kumar
Asset | Tool Kit |  | A000742 | Cutter, Air Pipe Cutter 63 mm, Make- Jindal | 82031000 | 0 | PCS | 1259.3 | 1 | Part | 18 | 0 | NO | NO |  | NO |  | 14-APR-2023 4:50:28PM | [26 empty] | Admin : Admin | 26-SEP-2024 10:08:02AM | H1155 : Raushan Kumar
Asset | Tool Kit |  | A000743 | Measuring Tape 5 MTR | 7318 | 2 | PCS | 90 | 1 | Part | 18 | 0 | NO | NO |  | NO |  | 14-APR-2023 4:50:28PM | [26 empty] | Admin : Admin | 18-FEB-2025 10:33:13AM | H1155 : Raushan Kumar
Electrical Item |  |  | A000744 | HammerTaparia |  | 0 |  | 1 | 1 | Part |  |  | NO | NO |  | NO |  | 14-APR-2023 4:50:28PM | [26 empty] | Admin : Admin | 12-APR-2024 3:38:09PM | H1155 : Raushan Kumar
Asset | Tool Kit |  | A000745 | Reamer, Jindal reamer, Make- Jindal |  | 0 | PCS | 0 | 1 | Part | 18 | 0 | NO | NO |  | NO |  | 14-APR-2023 4:50:28PM | [26 empty] | Admin : Admin | 04-SEP-2024 10:40:14AM | E1117 : Arun Kumar
Electrical Item |  |  | A000746 | Screw, Wooden Screw35 X 8 |  | 0 |  |  | 1 | Part |  |  | NO | NO |  | NO |  | 14-APR-2023 4:50:28PM | [26 empty] | Admin : Admin
Electrical Item |  |  | A000747 | Screw, Wooden Screw50 X 8 |  | 0 |  |  | 1 | Part |  |  | NO | NO |  | NO |  | 14-APR-2023 4:50:28PM | [26 empty] | Admin : Admin
Fitting Item | Brass Fitting |  | A000748 | Brass Fitting, Bush Reducer 2" X 1", Make- PBI2" X 1" |  | 0 | PCS | 1 | 1 | Part | 18 | 0 | NO | NO |  | NO |  | 14-APR-2023 4:50:28PM | [26 empty] | Admin : Admin | 04-SEP-2024 10:10:29AM | E1117 : Arun Kumar
Electrical Item |  |  | A000749 | Gauge Clamp |  | 0 |  |  | 1 | Part |  |  | NO | NO |  | NO |  | 14-APR-2023 4:50:28PM | [26 empty] | Admin : Admin
Electrical Item | controller |  | A000750 | PPM O2 Sensor | 90271000 | 1 | PCS | 12500 | 1 | Part | 18 | 0 | NO | NO |  | NO |  | 14-APR-2023 4:50:28PM | [26 empty] | Admin : Admin | 23-MAY-2025 10:28:27AM | H1155 : Raushan Kumar
Electrical Item |  |  | A000751 | Bolt, Hex, Make- SS6 X 60 mm |  | 18 |  | 6 | 1 | Part |  |  | NO | NO |  | NO |  | 14-APR-2023 4:50:28PM | [26 empty] | Admin : Admin | 09-OCT-2024 3:54:14PM | H1155 : Raushan Kumar
Electrical Item |  |  | A000752 | 2 Pin Plug6 AMP |  | 0 |  |  | 1 | Part |  |  | NO | NO |  | NO |  | 14-APR-2023 4:50:28PM | [26 empty] | Admin : Admin
Electrical Item |  |  | A000753 | Cable TieGiantlock100 mm |  | 0 |  |  | 1 | Part |  |  | NO | NO |  | NO |  | 14-APR-2023 4:50:28PM | [26 empty] | Admin : Admin
Electrical Item |  |  | A000754 | Cable TieGiantlock150 mm |  | 0 |  | 1 | 1 | Part |  |  | NO | NO |  | NO |  | 14-APR-2023 4:50:28PM | [26 empty] | Admin : Admin | 07-JUN-2025 12:59:03PM | H1155 : Raushan Kumar
Electrical Item | Wires |  | A000755 | Cable Tie ss | 7216 | 200 | PCS | 4 | 1 | Part | 18 | 0 | NO | NO |  | NO |  | 14-APR-2023 4:50:28PM | [26 empty] | Admin : Admin | 30-SEP-2024 10:21:40AM | E1117 : Arun Kumar
Electrical Item |  |  | A000756 | Cable Tie, 300mm - 12", Make- Bestrap300 mm |  | 0 | PKT |  | 1 | Part | 1 |  | NO | NO |  | NO |  | 14-APR-2023 4:50:28PM | [26 empty] | Admin : Admin | 22-APR-2023 2:07:02PM | Admin : Admin
Electrical Item |  |  | A000757 | Stand, Power Panel Stand660 X 400 mm |  | 0 |  | 1 | 1 | Part |  |  | NO | NO |  | NO |  | 14-APR-2023 4:50:28PM | [26 empty] | Admin : Admin | 04-SEP-2024 10:21:54AM | H1155 : Raushan Kumar
Electrical Item |  |  | A000758 | Stand, Power Panel Stand660 X 555 mm |  | 0 |  | 1 | 1 | Part |  |  | NO | NO |  | NO |  | 14-APR-2023 4:50:28PM | [26 empty] | Admin : Admin | 03-AUG-2024 10:51:30AM | H1155 : Raushan Kumar
Electrical Item |  |  | A000759 | Stand, Power Panel Stand660 X 750 mm |  | 0 |  | 1 | 1 | Part |  |  | NO | NO |  | NO |  | 14-APR-2023 4:50:28PM | [26 empty] | Admin : Admin | 10-APR-2024 5:52:05PM | H1155 : Raushan Kumar
Electrical Item |  |  | A000760 | Stand, UPS Battery Stand |  | 0 |  |  | 1 | Part |  |  | NO | NO |  | NO |  | 14-APR-2023 4:50:28PM | [26 empty] | Admin : Admin
Fitting Item | Nut and Bolt |  | A000761 | Bolt, Hex, 8 X 25 mm SS 304 | 73181500 | 4 | PCS | 4 | 1 | Part | 18 | 0 | NO | NO |  | NO | Nut, Bolt, Hex, Make- SS8 X 25 mm (SS 304) | 14-APR-2023 4:50:28PM | [26 empty] | Admin : Admin | 26-OCT-2024 11:37:08AM | H1155 : Raushan Kumar
Electrical Item |  |  | A000762 | Drill BitHSS1 mm |  | 0 |  | 1 | 1 | Part |  |  | NO | NO |  | NO |  | 14-APR-2023 4:50:28PM | [26 empty] | Admin : Admin | 30-JUL-2024 2:36:10PM | H1155 : Raushan Kumar
Electrical Item |  |  | A000763 | Drill BitHSS3 mm |  | 34 |  |  | 1 | Part |  |  | NO | NO |  | NO |  | 14-APR-2023 4:50:28PM | [26 empty] | Admin : Admin | 28-JAN-2025 3:25:22PM | H1155 : Raushan Kumar
Electrical Item |  |  | A000764 | Drill BitHSS3.5 mm |  | 42 |  |  | 1 | Part |  |  | NO | NO |  | NO |  | 14-APR-2023 4:50:28PM | [26 empty] | Admin : Admin | 12-APR-2025 9:30:23AM | H1155 : Raushan Kumar
Electrical Item |  |  | A000765 | Drill BitHSS4 mm |  | 50 |  |  | 1 | Part |  |  | NO | NO |  | NO |  | 14-APR-2023 4:50:28PM | [26 empty] | Admin : Admin | 22-APR-2025 10:35:11AM | H1155 : Raushan Kumar
Electrical Item |  |  | A000766 | Drill BitHSS4.5mm |  | 28 |  |  | 1 | Part |  |  | NO | NO |  | NO |  | 14-APR-2023 4:50:28PM | [26 empty] | Admin : Admin | 29-NOV-2023 5:48:49PM | E1117 : Arun Kumar
Electrical Item |  |  | A000767 | Drill BitHSS5 mm |  | 38 |  |  | 1 | Part |  |  | NO | NO |  | NO |  | 14-APR-2023 4:50:28PM | [26 empty] | Admin : Admin | 27-MAR-2025 9:03:38AM | H1155 : Raushan Kumar
Electrical Item |  |  | A000768 | Drill BitHSS5.5 mm |  | 106 |  |  | 1 | Part |  |  | NO | NO |  | NO |  | 14-APR-2023 4:50:28PM | [26 empty] | Admin : Admin | 06-NOV-2024 10:57:32AM | H1155 : Raushan Kumar
Electrical Item |  |  | A000769 | Drill BitHSS6 mm |  | 0 |  | 1 | 1 | Part |  |  | NO | NO |  | NO |  | 14-APR-2023 4:50:28PM | [26 empty] | Admin : Admin | 19-JUN-2024 9:28:28AM | H1155 : Raushan Kumar
Electrical Item |  |  | A000770 | Drill BitHSS7 mm |  | 33 |  |  | 1 | Part |  |  | NO | NO |  | NO |  | 14-APR-2023 4:50:28PM | [26 empty] | Admin : Admin | 29-NOV-2023 5:48:49PM | E1117 : Arun Kumar
Electrical Item |  |  | A000771 | Drill BitHSS8 mm |  | 44 |  |  | 1 | Part |  |  | NO | NO |  | NO |  | 14-APR-2023 4:50:28PM | [26 empty] | Admin : Admin | 16-JAN-2025 2:48:53PM | H1155 : Raushan Kumar
Asset | Tool Kit |  | A000772 | Drill BitHSS10 mm |  | 3 | PCS | 0 | 1 | Part | 18 | 0 | NO | NO |  | NO |  | 14-APR-2023 4:50:28PM | [26 empty] | Admin : Admin | 17-APR-2025 4:22:51PM | H1155 : Raushan Kumar
Electrical Item |  |  | A000773 | Drill BitHSS12 mm |  | 31 |  |  | 1 | Part |  |  | NO | NO |  | NO |  | 14-APR-2023 4:50:28PM | [26 empty] | Admin : Admin | 06-NOV-2024 10:57:32AM | H1155 : Raushan Kumar
Electrical Item |  |  | A000774 | Drill Bit, Wall, Make- HSS6 mm |  | 1 |  | 60 | 1 | Part |  |  | NO | NO |  | NO |  | 14-APR-2023 4:50:28PM | [26 empty] | Admin : Admin | 16-MAY-2025 2:51:27PM | H1155 : Raushan Kumar
Consumable Item | Drill Bit |  | A000775 | Drill Bit, Wall, Make- HSS8 mm |  | 0 | PCS | 1 | 1 | Part | 18 | 0 | NO | NO |  | NO |  | 14-APR-2023 4:50:28PM | [26 empty] | Admin : Admin | 30-JUL-2024 2:36:10PM | H1155 : Raushan Kumar
Consumable Item | Drill Bit |  | A000776 | Drill Bit, Wall, Make- HSS10 mm |  | 0 | PCS | 1 | 1 | Part | 18 | 0 | NO | NO |  | NO |  | 14-APR-2023 4:50:28PM | [26 empty] | Admin : Admin | 12-APR-2024 3:38:09PM | H1155 : Raushan Kumar
Electrical Item |  |  | A000777 | Drill Bit, Wall, Make- HSS12 mm |  | 0 |  | 1 | 1 | Part |  |  | NO | NO |  | NO |  | 14-APR-2023 4:50:28PM | [26 empty] | Admin : Admin | 12-APR-2024 3:38:09PM | H1155 : Raushan Kumar
Electrical Item |  |  | A000778 | Drill Bit, Wall, Make- HSS13 mm |  | 0 |  |  | 1 | Part |  |  | NO | NO |  | NO |  | 14-APR-2023 4:50:28PM | [26 empty] | Admin : Admin
Electrical Item |  |  | A000779 | Broom with Stick |  | 0 |  |  | 1 | Part |  |  | NO | NO |  | NO |  | 14-APR-2023 4:50:28PM | [26 empty] | Admin : Admin
Fitting Item | Pneumatics |  | A000780 | Pressure Transmitter, 0-16 Bar, Make- Act Sensor1/4" |  | 2 | PCS | 0 | 1 | Part | 18 | 0 | NO | NO |  | NO |  | 14-APR-2023 4:50:28PM | [26 empty] | Admin : Admin | 06-JUN-2025 3:36:33PM | H1155 : Raushan Kumar
Electrical Item |  |  | A000781 | Pressure Transmitter, 0-100 m Bar, Make- Act Sensor1/4" |  | 0 |  |  | 1 | Part |  |  | NO | NO |  | NO |  | 14-APR-2023 4:50:28PM | [26 empty] | Admin : Admin
Electrical Item | controller |  | A000782 | Pressure Transmitter, 0-60 m Bar, Make- Act Sensor1/4" | 90262000 | 0 | PCS | 2600 | 1 | Part | 18 | 0 | NO | NO |  | NO |  | 14-APR-2023 4:50:28PM | Make | ACT | Model | ASPT 11I | Range | 0- 60 bar | Output | 4-20ma | Supply | 10-20 VDC | Process Connection | G1/4" | Wetted Parts | SS316L | Housing | SS | [10 empty] | Admin : Admin | 18-DEC-2023 5:52:53PM | E1117 : Arun Kumar
Electrical Item |  |  | A000783 | Diamond Grinder16 mm |  | 0 |  |  | 1 | Part |  |  | NO | NO |  | NO |  | 14-APR-2023 4:50:28PM | [26 empty] | Admin : Admin
Electrical Item |  |  | A000784 | Coir Fiber, Coconut Fibre, Make- Coconut |  | 0 |  | 3 | 1 | Part |  |  | NO | NO |  | NO |  | 14-APR-2023 4:50:28PM | [26 empty] | Admin : Admin | 15-MAY-2025 10:59:53AM | H1155 : Raushan Kumar
Electrical Item |  |  | A000785 | Clamp, Pipe Clamp 1.5"1.5" |  | 0 |  |  | 1 | Part |  |  | NO | NO |  | NO |  | 14-APR-2023 4:50:28PM | [26 empty] | Admin : Admin
Fitting Item | Fitting Acce |  | A000786 | Tie Rod 10 MM | 7318 | 3 | MTR | 50 | 1 | Part | 18 | 0 | NO | NO |  | NO |  | 12-APR-2023 5:28:48PM | [26 empty] | Admin : Admin | 11-APR-2025 12:58:38PM | H1155 : Raushan Kumar
Electrical Item |  |  | A000787 | Shoe CoverDisposableSK-D |  | 0 |  |  | 1 | Part |  |  | NO | NO |  | NO |  | 14-APR-2023 4:50:28PM | [26 empty] | Admin : Admin
Electrical Item |  |  | A000788 | Jar1000 ml |  | 0 |  |  | 1 | Part |  |  | NO | NO |  | NO |  | 14-APR-2023 4:50:28PM | [26 empty] | Admin : Admin
Electrical Item |  |  | A000789 | Jar2000 ml |  | 0 |  |  | 1 | Part |  |  | NO | NO |  | NO |  | 14-APR-2023 4:50:28PM | [26 empty] | Admin : Admin
Electrical Item |  |  | A000790 | Exhaust FanHavellsAir Dx200 mm |  | 4 |  | 550 | 1 | Part |  |  | NO | NO |  | NO |  | 14-APR-2023 4:50:28PM | [26 empty] | Admin : Admin
Electrical Item | MCB/ MCCB |  | A000791 | Mcb 3 Pole, Make- LT63 Amp |  | 4 | PCS | 0 | 1 | Part | 18 | 0 | NO | NO |  | NO |  | 14-APR-2023 4:50:28PM | [26 empty] | Admin : Admin | 07-OCT-2024 4:50:32PM | E1117 : Arun Kumar
Electrical Item | MCB/ MCCB |  | A000792 | MCB4 Pole, Make- LT63 Amp |  | 2 | PCS | 1 | 1 | Part | 18 | 0 | NO | NO |  | NO |  | 14-APR-2023 4:50:28PM | [26 empty] | Admin : Admin | 07-OCT-2024 4:50:32PM | E1117 : Arun Kumar
Electrical Item | MCB/ MCCB |  | A000793 | MCB 2 Pole, Make- LT63 Amp |  | 2 | PCS | 1565 | 1 | Part | 18 | 0 | NO | NO |  | NO |  | 14-APR-2023 4:50:28PM | [26 empty] | Admin : Admin | 07-OCT-2024 4:28:20PM | E1117 : Arun Kumar
Electrical Item | MCB/ MCCB |  | A000794 | MCB 2 Pole, Make- LT32 Amp |  | 2 | PCS | 970 | 1 | Part | 18 | 0 | NO | NO |  | NO |  | 14-APR-2023 4:50:28PM | [26 empty] | Admin : Admin | 17-MAR-2025 11:29:54AM | H1155 : Raushan Kumar
Electrical Item | MCB/ MCCB |  | A000795 | MCB 4 Pole 32 AMP |  | 2 | PCS | 2095 | 1 | Part | 18 | 0 | NO | NO |  | NO |  | 03-APR-2023 4:38:11PM | Pole | 4 Pole | AMP | 32 | Make- | L&amp;amp;T | [20 empty] | E1119 : Lawrence Sen | 07-OCT-2024 4:58:38PM | E1117 : Arun Kumar
Electrical Item | MCB/ MCCB |  | A000796 | MCB 3 Pole, Make- LT40 Amp |  | 5 | PCS | 0 | 1 | Part | 18 | 0 | NO | NO |  | NO |  | 14-APR-2023 4:50:28PM | [26 empty] | Admin : Admin | 07-OCT-2024 4:50:32PM | E1117 : Arun Kumar
Electrical Item | MCB/ MCCB |  | A000797 | MCB 3 Pole, Make- LT50 Amp |  | 5 | PCS | 0 | 1 | Part | 18 | 0 | NO | NO |  | NO |  | 14-APR-2023 4:50:28PM | [26 empty] | Admin : Admin | 07-OCT-2024 4:50:32PM | E1117 : Arun Kumar
Electrical Item | MCB/ MCCB |  | A000798 | MCB 2 Pole, Make- LT10 Amp | 8536 | 9 | PCS | 910 | 1 | Part | 18 | 0 | NO | NO |  | NO |  | 14-APR-2023 4:50:28PM | [26 empty] | Admin : Admin | 15-MAY-2025 11:26:31AM | H1155 : Raushan Kumar
Electrical Item | MCB/ MCCB |  | A000799 | MCB 2 Pole, Make- LT6 Amp |  | 0 | PCS | 970 | 1 | Part | 18 | 0 | NO | NO |  | NO |  | 14-APR-2023 4:50:28PM | [26 empty] | Admin : Admin | 07-JUN-2025 12:59:03PM | H1155 : Raushan Kumar
Electrical Item | MCB/ MCCB |  | A000800 | MCB 1 Pole, Make- LT6 Amp |  | 8 | PCS | 294 | 1 | Part | 18 | 0 | NO | NO |  | NO |  | 14-APR-2023 4:50:28PM | [26 empty] | Admin : Admin | 07-OCT-2024 5:05:14PM | E1117 : Arun Kumar
Electrical Item | MCB/ MCCB |  | A000801 | MCB 4 Pole, Make- LT16 Amp |  | 2 | PCS | 1 | 1 | Part | 18 | 0 | NO | NO |  | NO |  | 14-APR-2023 4:50:28PM | [26 empty] | Admin : Admin | 07-OCT-2024 4:50:32PM | E1117 : Arun Kumar
Fitting Item | R 6 Hose |  | A000802 | Hose, Crimped, 4 Mtr - 1.5", Make- PARKER, Model-AIR MASTER, Size-1.5" |  | 0 | PCS | 0 | 1 | Part | 18 | 0 | NO | NO |  | NO |  | 14-APR-2023 4:50:28PM | [26 empty] | Admin : Admin | 28-AUG-2024 3:39:07PM | E1117 : Arun Kumar
Fitting Item | R 6 Hose |  | A000803 | Hose, Crimped, 4 Mtr - 2", Make- PARKER, Model-AIR MASTER, Size-2" |  | 0 | PCS | 0 | 1 | Part | 18 | 0 | NO | NO |  | NO |  | 14-APR-2023 4:50:28PM | [26 empty] | Admin : Admin | 28-AUG-2024 3:39:37PM | E1117 : Arun Kumar
Fitting Item | R 6 Hose |  | A000804 | Hose, Crimped, 900 mm - 2", Make- PARKER, Model-AIR MASTER, Size-2" |  | 0 | PCS | 0 | 1 | Part | 18 | 0 | NO | NO |  | NO |  | 14-APR-2023 4:50:28PM | [26 empty] | Admin : Admin | 28-AUG-2024 3:40:09PM | E1117 : Arun Kumar
Fitting Item | R 6 Hose |  | A000805 | Hose, Crimped, 3 Mtr - 2", Make- PARKER, Model-AIR MASTER, Size-2" |  | 0 | PCS | 0 | 1 | Part | 18 | 0 | NO | NO |  | NO |  | 14-APR-2023 4:50:28PM | [26 empty] | Admin : Admin | 28-AUG-2024 3:40:27PM | E1117 : Arun Kumar
Fitting Item | R 6 Hose |  | A000806 | Hose, Crimped,1200 mm - 2", Make- PARKER, Model-AIR MASTER, Size-2" |  | 0 | PCS | 0 | 1 | Part | 18 | 0 | NO | NO |  | NO |  | 14-APR-2023 4:50:28PM | [26 empty] | Admin : Admin | 28-AUG-2024 3:42:15PM | E1117 : Arun Kumar
Fitting Item | R 6 Hose |  | A000807 | Hose, Crimped, 3 Mtr - 1/2" - R6, Make- PARKER, Model-R6, Size-1/2" | 73079210 | 0 | PCS | 1 | 1 | Part | 18 | 0 | NO | NO |  | NO |  | 14-APR-2023 4:50:28PM | [26 empty] | Admin : Admin | 13-MAY-2024 2:23:07PM | H1155 : Raushan Kumar
Fitting Item | MS Fitting |  | A000808 | MS Fitting, Flange, Make- MS, Model-ASA-150, Size-1.5" |  | 0 | PCS | 0 | 1 | Part | 18 | 0 | NO | NO |  | NO |  | 14-APR-2023 4:50:28PM | [26 empty] | Admin : Admin | 11-NOV-2024 12:11:46PM | E1117 : Arun Kumar
Fitting Item | MS Fitting |  | A000809 | MS Fitting, Socket, Make- MS1/2" |  | 72 | PCS | 120 | 1 | Part | 18 | 0 | NO | NO |  | NO |  | 14-APR-2023 4:50:28PM | [26 empty] | Admin : Admin | 03-APR-2025 10:46:07AM | H1155 : Raushan Kumar
Electrical Item |  |  | A000810 | MS Fitting, Hex Nipple - 1.5", Make- MS1.5" |  | 0 |  |  | 1 | Part |  |  | NO | NO |  | NO |  | 14-APR-2023 4:50:28PM | [26 empty] | Admin : Admin
Fitting Item | Fitting Acce |  | A000811 | MS Fitting, Flange, Make- MS, Model-ASA-150, Size-3" | 73079190 | 0 | PCS | 250 | 1 | Part | 18 | 0 | NO | NO |  | NO |  | 14-APR-2023 4:50:28PM | [26 empty] | Admin : Admin | 13-MAR-2024 10:06:19AM | E1117 : Arun Kumar
Fitting Item | Fitting Acce |  | A000812 | SS Fitting, Tee F, Make- SS-304 - 2 inch |  | 10 | PCS | 1 | 1 | Part | 18 | 0 | NO | NO |  | NO |  | 14-APR-2023 4:50:28PM | [26 empty] | Admin : Admin | 17-MAY-2024 10:09:27AM | E1117 : Arun Kumar
Fitting Item | Fitting Acce |  | A000813 | SS Fitting, Elbow, Make- SS-304 - 2 inch |  | 13 | PCS | 1 | 1 | Part | 18 | 0 | NO | NO |  | NO |  | 14-APR-2023 4:50:28PM | [26 empty] | Admin : Admin | 17-MAY-2024 10:10:54AM | E1117 : Arun Kumar
Electrical Item |  |  | A000814 | MS Fitting, Hex Nipple - 1/2", Make- MS1/2" |  | 0 |  |  | 1 | Part |  |  | NO | NO |  | NO |  | 14-APR-2023 4:50:28PM | [26 empty] | Admin : Admin
Electrical Item |  |  | A000815 | MS Fitting, Tee (F), Make- MS1/2" |  | 0 |  |  | 1 | Part |  |  | NO | NO |  | NO |  | 14-APR-2023 4:50:28PM | [26 empty] | Admin : Admin
Electrical Item |  |  | A000816 | MS Fitting, Hex Reducer - 1/2" X 1/4", Make- MS1/2" X 1/4" |  | 0 |  |  | 1 | Part |  |  | NO | NO |  | NO |  | 14-APR-2023 4:50:28PM | [26 empty] | Admin : Admin
Electrical Item |  |  | A000817 | MS Fitting, Bush Reducer 1/2" X 1/4", Make- MS1/2" X 1/4" |  | 0 |  |  | 1 | Part |  |  | NO | NO |  | NO |  | 14-APR-2023 4:50:28PM | [26 empty] | Admin : Admin
Electrical Item |  |  | A000818 | MS Fitting, Hex Reducer - 1/2" X 3/4", Make- MS1/2" X 3/4" |  | 0 |  |  | 1 | Part |  |  | NO | NO |  | NO |  | 14-APR-2023 4:50:28PM | [26 empty] | Admin : Admin
Electrical Item |  |  | A000819 | MS Fitting, Hex Reducer - 3" X 2", Make- MS3" X 2" |  | 0 |  |  | 1 | Part |  |  | NO | NO |  | NO |  | 14-APR-2023 4:50:28PM | [26 empty] | Admin : Admin
Electrical Item |  |  | A000820 | MS Fitting, Pipe Reducer, Make- MS3" X 1.5" |  | 0 |  |  | 1 | Part |  |  | NO | NO |  | NO |  | 14-APR-2023 4:50:28PM | [26 empty] | Admin : Admin
Fitting Item | Fitting Acce |  | A000821 | CS Fitting, Elbow 1- 1/2 inch |  | 25 | PCS | 1 | 1 | Part | 18 | 0 | NO | NO |  | NO |  | 14-APR-2023 4:50:28PM | [26 empty] | Admin : Admin | 14-FEB-2025 10:15:09AM | H1155 : Raushan Kumar
Electrical Item |  |  | A000822 | MS Fitting, Elbow, Make- MS1/4" |  | 0 |  |  | 1 | Part |  |  | NO | NO |  | NO |  | 14-APR-2023 4:50:28PM | [26 empty] | Admin : Admin
Electrical Item |  |  | A000823 | CS Fitting, Hex Reducer - 3/4" X 1/2", Make- CS3/4" X 1/2" |  | 0 |  |  | 1 | Part |  |  | NO | NO |  | NO |  | 14-APR-2023 4:50:28PM | [26 empty] | Admin : Admin
Electrical Item |  |  | A000824 | CS Fitting, Hex Reducer - 1/2" X 1/4", Make- CS1/2" X 1/4" |  | 0 |  |  | 1 | Part |  |  | NO | NO |  | NO |  | 14-APR-2023 4:50:28PM | [26 empty] | Admin : Admin
Electrical Item |  |  | A000825 | CS Fitting, Hex Nipple - 1/4", Make- CS1/4" |  | 0 |  | 1 | 1 | Part |  |  | NO | NO |  | NO |  | 14-APR-2023 4:50:28PM | [26 empty] | Admin : Admin | 24-JUL-2024 5:26:29PM | H1155 : Raushan Kumar
Electrical Item |  |  | A000826 | MS Fitting, Tee (F), Make- SS2" |  | 0 |  |  | 1 | Part |  |  | NO | NO |  | NO |  | 14-APR-2023 4:50:28PM | [26 empty] | Admin : Admin
Electrical Item |  |  | A000827 | MS Fitting, Hex Nipple - 2", Make- MS2" |  | 0 |  |  | 1 | Part |  |  | NO | NO |  | NO |  | 14-APR-2023 4:50:28PM | [26 empty] | Admin : Admin
Fitting Item | Line Filter |  | A000828 | Air Filter, 3/4" - YD058, Make- YUKA, Model-YD058, Size-3/4" |  | 0 | PCS | 0 | 1 | Part | 18 | 0 | NO | NO |  | NO |  | 14-APR-2023 4:50:28PM | [26 empty] | Admin : Admin | 04-SEP-2024 12:49:35PM | E1117 : Arun Kumar
Fitting Item | Line Filter |  | A000829 | Air Filter, 1" - YF070 (AO), Make- YUKA, Model-YF070 (AO), Size-1" |  | 1 | PCS | 1 | 1 | Part | 18 | 0 | NO | NO |  | NO |  | 14-APR-2023 4:50:28PM | [26 empty] | Admin : Admin | 04-SEP-2024 12:49:48PM | E1117 : Arun Kumar
Fitting Item | Line Filter |  | A000830 | Air Filter, 1.5"- YD145, Make- YUKA, Model-YD145, Size-1.5" |  | 0 | PCS | 0 | 1 | Part | 18 | 0 | NO | NO |  | NO |  | 14-APR-2023 4:50:28PM | [26 empty] | Admin : Admin | 04-SEP-2024 12:50:00PM | E1117 : Arun Kumar
Fitting Item | Line Filter |  | A000831 | Air Filter, 2- YD220, Make- YUKA, Model-YD220, Size-2 |  | 0 | PCS | 0 | 1 | Part | 18 | 0 | NO | NO |  | NO |  | 14-APR-2023 4:50:28PM | [26 empty] | Admin : Admin | 04-SEP-2024 12:50:17PM | E1117 : Arun Kumar
Block | In Active | Ingersoll Rand | A000832 | Air Compressor Kit, 4000 Hours, Make- IR , Model-ML 30-37 IE kW Part No 47670430001 | 84149090 | 0 | Bundel | 0 | 1 | Part | 18 | 0 | NO | NO |  | NO |  | 14-APR-2023 4:50:28PM | [26 empty] | Admin : Admin | 19-MAR-2025 9:26:44AM | E1117 : Arun Kumar
After Sales | Spare | Ingersoll Rand | A000833 | Air Compressor Kit, 2000 Hours, Make- IR, Model-45 kW Part No - 47496692001 | 84149090 | 0 | Bundel | 13973 | 1 | Part | 18 | 0 | NO | YES |  | NO |  | 14-APR-2023 4:50:28PM | [26 empty] | Admin : Admin | 19-MAY-2025 4:04:11PM | H1155 : Raushan Kumar
Block | In Active |  | A000834 | Air Compressor Kit, 4000 Hours, Make- Ingersoll Rand, Model-45 kW |  | 2 |  | 0 | 1 | Part | 18 | 0 | NO | NO |  | NO |  | 14-APR-2023 4:50:28PM | [26 empty] | Admin : Admin | 19-MAR-2025 9:30:52AM | E1117 : Arun Kumar
Block | In Active |  | A000835 | Air Compressor Kit, 2000 Hours, Make- Ingersoll Rand, Model-11 kW |  | 0 |  | 0 | 1 | Part | 18 | 0 | NO | NO |  | NO |  | 14-APR-2023 4:50:28PM | [26 empty] | Admin : Admin | 19-MAR-2025 9:33:03AM | E1117 : Arun Kumar
After Sales | Spare | Ingersoll Rand | A000836 | Air Compressor Kit, 2000-4000 Hours, Make- Ingersoll Rand, Model-11 kW Part no -47709989001 | 84149090 | 1 | Bundel | 22050.15 | 1 | Part | 18 | 0 | NO | YES |  | NO |  | 14-APR-2023 4:50:28PM | [26 empty] | Admin : Admin | 21-MAY-2025 11:30:24AM | H1155 : Raushan Kumar
Electrical Item |  |  | A000837 | Air Compressor Kit, 8000 Hours, Make- Ingersoll Rand, Model-11 kW |  | 0 |  |  | 1 | Part |  |  | NO | NO |  | NO |  | 14-APR-2023 4:50:28PM | [26 empty] | Admin : Admin
After Sales | Spare | Ingersoll Rand | A000838 | Air Compressor Kit, 2K Hours, Make-IR, Model-15-22 kW Part No -47709674001 | 84149090 | 0 | Bundel | 4553.22 | 1 | Part | 18 | 0 | NO | NO |  | NO |  | 14-APR-2023 4:50:28PM | [26 empty] | Admin : Admin | 05-JUN-2025 5:20:53PM | H1155 : Raushan Kumar
After Sales | Spare | Ingersoll Rand | A000839 | Compressor Kit, 4K Hours, Make- IR Model-15-22 kW Part no- 47709675001 | 84149090 | 0 | Bundel | 19256.28 | 1 | Part | 18 | 0 | NO | YES |  | NO |  | 14-APR-2023 4:50:28PM | [26 empty] | Admin : Admin | 27-MAY-2025 3:02:29PM | H1155 : Raushan Kumar
Electrical Item |  |  | A000840 | Air Compressor Kit, 8000 Hours, Make- Ingersoll Rand, Model-15-22 kW |  | 0 |  |  | 1 | Part |  |  | NO | NO |  | NO |  | 14-APR-2023 4:50:28PM | [26 empty] | Admin : Admin
After Sales | CMC - PSA Oxygen plant - Dual Compressor | Ingersoll Rand | A000841 | Air Compressor Kit, 2000 Hours, Make- IR, Model-ML 30-37 IE kW, Part No 47670429001 | 84149090 | 1 | Bundel | 14525.46 | 1 | Part | 18 | 0 | NO | YES |  | NO |  | 14-APR-2023 4:50:28PM | [26 empty] | Admin : Admin | 23-APR-2025 2:46:38PM | H1155 : Raushan Kumar
Electrical Item | Dryer IR |  | A000842 | Air DryerIngersoll RandD144iN-A |  | 1 | PCS | 1 | 1 | Part | 18 | 0 | NO | NO |  | NO |  | 14-APR-2023 4:50:28PM | [26 empty] | Admin : Admin | 17-MAY-2024 1:52:36PM | E1117 : Arun Kumar
Electrical Item | Dryer IR |  | A000843 | Air DryerIngersoll RandD240iN-A |  | 0 | PCS | 1 | 187000 | Part | 18 | 0 | YES | NO |  | NO |  | 14-APR-2023 4:50:28PM | [26 empty] | Admin : Admin | 31-JUL-2026 5:24:19PM | E1002 : Pradeep Sati
Electrical Item |  |  | A000844 | Air DryerIngersoll RandD480iN-A |  | 0 |  |  | 1 | Part |  |  | NO | NO |  | NO |  | 14-APR-2023 4:50:28PM | [26 empty] | Admin : Admin
After Sales | Spare |  | A000845 | Air Dryer Controller, D780 - D950 Part No 18301721 Make IR | 18301721 | 3 | PCS | 11360.85 | 1 | Part | 18 | 0 | NO | NO |  | NO |  | 14-APR-2023 4:50:28PM | [26 empty] | Admin : Admin | 14-NOV-2024 3:54:11PM | E1117 : Arun Kumar
Block | In Active |  | A000846 | Air Dryer Controller, D600 IN-iA (IR), Make- Ingersoll Rand, Model-D600 IN-iA |  | 0 |  | 10249.74 | 1 | Part | 18 | 0 | NO | NO |  | NO |  | 14-APR-2023 4:50:28PM | [26 empty] | Admin : Admin | 14-NOV-2024 3:54:17PM | E1117 : Arun Kumar
After Sales | Spare |  | A000847 | Air Dryer Controller, D72 - 600 Part No -38459608 Make - IR | 84149090 | 1 | PCS | 10647.12 | 1 | Part | 18 | 0 | NO | NO |  | NO |  | 14-APR-2023 4:50:28PM | [26 empty] | Admin : Admin | 28-MAY-2025 12:53:44PM | H1155 : Raushan Kumar
Fitting Item | Line Filter |  | A000848 | Air FilterYUKAYD068 |  | 0 | PCS | 0 | 1 | Part | 18 | 0 | NO | NO |  | NO |  | 14-APR-2023 4:50:28PM | [26 empty] | Admin : Admin | 04-SEP-2024 12:50:30PM | E1117 : Arun Kumar
Fitting Item | Line Filter |  | A000849 | Air Filter, 1/2" - YF020, Make- YUKA, Model-YF020, Size-1/2" |  | 0 | PCS | 0 | 1 | Part | 18 | 0 | NO | NO |  | NO |  | 14-APR-2023 4:50:28PM | [26 empty] | Admin : Admin | 04-SEP-2024 12:50:52PM | E1117 : Arun Kumar
Fitting Item | Line Filter |  | A000850 | Air Filter, 1" - YD080, Make- YUKA, Model-YD080, Size-1" |  | 0 | PCS | 0 | 1 | Part | 18 | 0 | NO | NO |  | NO |  | 14-APR-2023 4:50:28PM | [26 empty] | Admin : Admin | 04-SEP-2024 12:51:09PM | E1117 : Arun Kumar
Fitting Item | Line Filter |  | A000851 | Air Filter, 15- YF080, Make- YUKA, Model-YF080, Size-15 |  | 0 | PCS | 0 | 1 | Part | 18 | 0 | NO | NO |  | NO |  | 14-APR-2023 4:50:28PM | [26 empty] | Admin : Admin | 04-SEP-2024 12:51:27PM | E1117 : Arun Kumar
Electrical Item |  |  | A000852 | Booster Belt, 15 kW |  | 0 |  |  | 1 | Part |  |  | YES | NO |  | NO |  | 14-APR-2023 4:50:28PM | [26 empty] | Admin : Admin
Electrical Item |  |  | A000853 | Oil , Booster Oil, Make- Ingersoll Rand5 LTR |  | 0 |  | 1539.57 | 1 | Part |  |  | NO | NO |  | NO |  | 14-APR-2023 4:50:28PM | [26 empty] | Admin : Admin | 12-DEC-2023 11:02:53AM | H1155 : Raushan Kumar
Electrical Item |  |  | A000854 | Hose, Crimped, 4 Mtr- 3/4" High pressure, Make- Parker, Model-High Pressure, Size-3/4" High pressure |  | 0 |  |  | 1 | Part |  |  | NO | NO |  | NO |  | 14-APR-2023 4:50:28PM | [26 empty] | Admin : Admin
Electrical Item |  |  | A000855 | Starter, Booster Star-Delta, Make- Ingersoll Rand15 kW |  | 0 |  |  | 1 | Part |  |  | NO | NO |  | NO |  | 14-APR-2023 4:50:28PM | [26 empty] | Admin : Admin
After Sales | Spare |  | A000856 | Booster Suction Filter15 kW |  | 0 | PCS | 0 | 1 | Part | 18 | 0 | NO | NO |  | NO |  | 14-APR-2023 4:50:28PM | [26 empty] | Admin : Admin | 04-SEP-2024 2:26:46PM | E1117 : Arun Kumar
After Sales | Spare |  | A000857 | Dryer Refrigerant Gas, R134a | 38247800 | 0 | NOS | 500 | 1 | Part | 18 | 0 | NO | NO |  | NO |  | 14-APR-2023 4:50:28PM | [26 empty] | Admin : Admin | 26-FEB-2025 11:26:29AM | H1155 : Raushan Kumar
After Sales | Spare |  | A000858 | Dryer Refrigerant Gas, R407C | 290339 | 20 | PCS | 510 | 1 | Part | 18 | 0 | NO | NO |  | NO |  | 14-APR-2023 4:50:28PM | [26 empty] | Admin : Admin | 28-MAY-2025 12:49:29PM | H1155 : Raushan Kumar
Electrical Item | Wires |  | A000859 | Wire, 4 Core16 mm2 - Aluminum |  | 50 | MTR | 0 | 1 | Part | 18 | 0 | NO | NO |  | NO |  | 14-APR-2023 4:50:28PM | [26 empty] | Admin : Admin | 23-OCT-2024 2:18:21PM | E1117 : Arun Kumar
Electrical Item | Wires |  | A000860 | Wire 25 mm2 , 2 Core |  | 0 | MTR | 0 | 1 | Part | 18 | 0 | NO | NO |  | NO |  | 14-APR-2023 4:50:28PM | [26 empty] | Admin : Admin | 23-OCT-2024 2:44:33PM | E1117 : Arun Kumar
Electrical Item | Wires |  | A000861 | Wire, 4 Core35 mm2 Aluminum | 85446020 | 50 | MTR | 210 | 1 | Part | 18 | 0 | NO | YES |  | NO |  | 14-APR-2023 4:50:28PM | [26 empty] | Admin : Admin | 07-MAY-2025 5:12:30PM | E1117 : Arun Kumar
Electrical Item | Wires |  | A000862 | Wire, 1 Core0.75 mm2 |  | 0 | MTR | 1 | 1 | Part | 18 | 0 | NO | NO |  | NO |  | 14-APR-2023 4:50:28PM | [26 empty] | Admin : Admin | 09-SEP-2024 12:57:51PM | H1155 : Raushan Kumar
Electrical Item | Wires |  | A000863 | Wire, 1 Core1 mm2 |  | 0 | MTR | 1 | 1 | Part | 18 | 0 | NO | NO |  | NO |  | 14-APR-2023 4:50:28PM | [26 empty] | Admin : Admin | 24-JUL-2024 12:15:57PM | E1117 : Arun Kumar
After Sales | Spare |  | A000864 | Element, Filter Element LFA070AO, Make- YUKA, Model-LFA070AO |  | 0 | PCS | 0 | 1 | Part | 18 | 0 | NO | NO |  | NO |  | 14-APR-2023 4:50:28PM | [26 empty] | Admin : Admin | 05-SEP-2024 9:13:01AM | E1117 : Arun Kumar
After Sales | Spare |  | A000865 | Element, Filter Element LFA070AA, Make- YUKA, Model-LFA070AA |  | 0 | PCS | 0 | 1 | Part | 18 | 0 | NO | NO |  | NO |  | 14-APR-2023 4:50:28PM | [26 empty] | Admin : Admin | 05-SEP-2024 9:13:13AM | E1117 : Arun Kumar
After Sales | Spare |  | A000866 | Element, Filter Element LFA070ACS, Make- YUKA, Model-LFA070ACS |  | 0 | PCS | 0 | 1 | Part | 18 | 0 | NO | NO |  | NO |  | 14-APR-2023 4:50:28PM | [26 empty] | Admin : Admin | 05-SEP-2024 9:13:26AM | E1117 : Arun Kumar
After Sales | Line Filter/Air Filter Spare |  | A000867 | Filter Element 07050 M | 84213990 | 1 | PCS | 1350 | 1 | Part | 18 | 0 | NO | NO |  | NO |  | 14-APR-2023 4:50:28PM | [26 empty] | Admin : Admin | 24-OCT-2024 11:08:17AM | E1117 : Arun Kumar
After Sales | Line Filter/Air Filter Spare |  | A000868 | Filter Element 07050 S | 84213990 | 1 | PCS | 1350 | 1 | Part | 18 | 0 | NO | NO |  | NO |  | 14-APR-2023 4:50:28PM | [26 empty] | Admin : Admin | 24-OCT-2024 11:08:22AM | E1117 : Arun Kumar
After Sales | Line Filter/Air Filter Spare |  | A000869 | Filter Element 07050 P | 84213990 | 1 | PCS | 1350 | 1 | Part | 18 | 0 | NO | NO |  | NO |  | 14-APR-2023 4:50:28PM | [26 empty] | Admin : Admin | 24-OCT-2024 11:08:30AM | E1117 : Arun Kumar
Electrical Item |  |  | A000870 | Hose, Air receiver outlet - 3/4", Make- Parker3/4" |  | 0 |  |  | 1 | Part |  |  | NO | NO |  | NO |  | 14-APR-2023 4:50:28PM | [26 empty] | Admin : Admin
Electrical Item | MCB/ MCCB |  | A000871 | MCCB, 3 Pole80 A |  | 0 | PCS | 0 | 1 | Part | 18 | 0 | NO | NO |  | NO |  | 14-APR-2023 4:50:28PM | [26 empty] | Admin : Admin | 07-OCT-2024 5:20:30PM | E1117 : Arun Kumar
Electrical Item | MCB/ MCCB |  | A000872 | MCCB, 3 Pole100 A |  | 2 | PCS | 1 | 1 | Part | 18 | 0 | NO | NO |  | NO |  | 14-APR-2023 4:50:28PM | [26 empty] | Admin : Admin | 18-APR-2025 12:30:18PM | H1155 : Raushan Kumar
Electrical Item | MCB/ MCCB |  | A000873 | MCCB, 3 Pole125 A |  | 0 | PCS | 0 | 1 | Part | 18 | 0 | NO | NO |  | NO |  | 14-APR-2023 4:50:28PM | [26 empty] | Admin : Admin | 07-OCT-2024 5:20:42PM | E1117 : Arun Kumar
Electrical Item |  |  | A000874 | Pressure Gauge, 0-250 mbar, Make- WIKA/BAUMER |  | 0 |  |  | 1 | Part |  |  | NO | NO |  | NO |  | 14-APR-2023 4:50:28PM | [26 empty] | Admin : Admin
Electrical Item |  |  | A000875 | Pressure Gauge, 0-60 bar, Make- WIKA/BAUMER |  | 2 |  | 1420 | 1 | Part |  |  | NO | NO |  | NO |  | 14-APR-2023 4:50:28PM | [26 empty] | Admin : Admin | 18-DEC-2023 5:52:53PM | E1117 : Arun Kumar
Electrical Item |  |  | A000876 | Pressure Gauge, 0-4 bar, Make- WIKA/BAUMER |  | 0 |  |  | 1 | Part |  |  | NO | NO |  | NO |  | 14-APR-2023 4:50:28PM | [26 empty] | Admin : Admin
Fitting Item | Pneumatics |  | A000877 | Pressure Switch 0 - 7 Bar |  | 0 | PCS | 0 | 1 | Part | 18 | 0 | NO | NO |  | NO |  | 14-APR-2023 4:50:28PM | [26 empty] | Admin : Admin | 14-APR-2025 9:43:20AM | H1155 : Raushan Kumar
Fitting Item | Pneumatics |  | A000878 | Pressure Switch, 6-30 bar |  | 1 | PCS | 0 | 1 | Part | 18 | 0 | NO | NO |  | NO |  | 14-APR-2023 4:50:28PM | [26 empty] | Admin : Admin | 07-OCT-2024 12:45:06PM | E1117 : Arun Kumar
Electrical Item |  |  | A000879 | PRV 1, 1-4 bar |  | 0 |  |  | 1 | Part |  |  | NO | NO |  | NO |  | 14-APR-2023 4:50:28PM | [26 empty] | Admin : Admin
Electrical Item |  |  | A000880 | PRV 2, 2500 mmwc |  | 0 |  |  | 1 | Part |  |  | NO | NO |  | NO |  | 14-APR-2023 4:50:28PM | [26 empty] | Admin : Admin
Fitting Item | Fitting Acce |  | A000881 | Silencer, 1/2" - Female, Make- ALWITCO, Model-FEMALE, Size-1/2" |  | 0 | PCS | 0 | 1 | Part | 18 | 0 | NO | NO |  | NO |  | 14-APR-2023 4:50:28PM | [26 empty] | Admin : Admin | 25-JUN-2024 10:41:31AM | E1117 : Arun Kumar
Electrical Item |  |  | A000882 | Suction Pot Filter1.5" |  | 0 |  |  | 1 | Part |  |  | NO | NO |  | NO |  | 14-APR-2023 4:50:29PM | [26 empty] | Admin : Admin
Electrical Item |  |  | A000883 | Air Compressor Grease, MOTOR BEARING MOBIL POLYREX EM 13.7 OZ TUBE, (38034914) |  | 0 | PCS | 1 | 1 | Part | 18 |  | NO | NO |  | NO |  | 14-APR-2023 4:50:29PM | [26 empty] | Admin : Admin | 04-APR-2024 1:37:58PM | H1155 : Raushan Kumar
After Sales | Spare |  | A000884 | Drain, Internal Drain, Make- YUKA6mm | 84818090 | 0 | PCS | 850 | 1 | Part | 18 | 0 | NO | NO |  | NO |  | 14-APR-2023 4:50:29PM | [26 empty] | Admin : Admin | 17-MAY-2025 4:40:09PM | H1155 : Raushan Kumar
Electrical Item | Wires |  | A000885 | Programming Cable, HMI - Programming CableMini USB |  | 0 | PCS | 1 | 1 | Part | 18 | 0 | NO | NO |  | NO |  | 14-APR-2023 4:50:29PM | [26 empty] | Admin : Admin | 08-JAN-2025 3:43:44PM | H1155 : Raushan Kumar
Electrical Item |  |  | A000886 | Filter AssembelyYUKAYFO60AA |  | 0 |  |  | 1 | Part |  |  | NO | NO |  | NO |  | 14-APR-2023 4:50:29PM | [26 empty] | Admin : Admin
Electrical Item |  |  | A000887 | Filter AssembelyYUKAYF060AO |  | 0 |  |  | 1 | Part |  |  | NO | NO |  | NO |  | 14-APR-2023 4:50:29PM | [26 empty] | Admin : Admin
Electrical Item |  |  | A000888 | Filter AssembelyYUKAYF060ACS |  | 0 |  |  | 1 | Part |  |  | NO | NO |  | NO |  | 14-APR-2023 4:50:29PM | [26 empty] | Admin : Admin
Electrical Item |  |  | A000889 | Dead plug, MS FITTING, Make- MS1" |  | 244 |  | 1 | 1 | Part |  |  | NO | NO |  | NO |  | 14-APR-2023 4:50:29PM | [26 empty] | Admin : Admin | 25-FEB-2025 12:02:52PM | H1155 : Raushan Kumar
Semi Finished Goods | Raw materials |  | A000890 | TIKKI, Ring Tikki, Make- SS55MM - 3/4 inch | 7219 | 23 | PCS | 50 | 1 | Part | 18 | 0 | NO | NO |  | NO |  | 14-APR-2023 4:50:29PM | [26 empty] | Admin : Admin | 08-JAN-2025 3:10:01PM | H1155 : Raushan Kumar
Electrical Item | Thimbles |  | A000891 | SIVES, Activated carbon sives |  | 80 |  | 40 | 1 | Part | 18 | 0 | NO | NO |  | NO |  | 14-APR-2023 4:50:29PM | [26 empty] | Admin : Admin | 17-JUN-2025 12:53:37PM | E1002 : Pradeep Sati
Electrical Item |  |  | A000892 | GI Fitting, Hex Nipple - 1/2", Make- GI1/2" |  | 0 |  |  | 1 | Part |  |  | NO | NO |  | NO |  | 14-APR-2023 4:50:29PM | [26 empty] | Admin : Admin
Electrical Item | Wires |  | A000893 | Wire, 1 CORECopper Wire16mm2 |  | 0 | MTR | 1 | 1 | Part | 18 | 0 | NO | NO |  | NO |  | 14-APR-2023 4:50:29PM | [26 empty] | Admin : Admin | 23-OCT-2024 2:44:33PM | E1117 : Arun Kumar
Electrical Item | Wires |  | A000894 | WIRE, 1 CORECOPPER Wire16mm2 |  | 0 | MTR | 0 | 1 | Part | 18 | 0 | NO | NO |  | NO |  | 14-APR-2023 4:50:29PM | [26 empty] | Admin : Admin | 24-JUL-2024 12:16:23PM | E1117 : Arun Kumar
Consumable Item | paint & acces |  | A000895 | Emery Paper, 320 No. |  | 400 | PCS | 15 | 1 | Part | 18 | 0 | NO | NO |  | NO |  | 14-APR-2023 4:50:29PM | [26 empty] | Admin : Admin | 28-DEC-2024 10:16:57AM | H1155 : Raushan Kumar
Electrical Item |  |  | A000896 | Fastner, Wall, Make- HSS8mm |  | 3 |  | 10 | 1 | Part |  |  | NO | NO |  | NO |  | 14-APR-2023 4:50:29PM | [26 empty] | Admin : Admin | 03-JUN-2025 3:01:26PM | H1155 : Raushan Kumar
Electrical Item |  |  | A000897 | Phase Failure Relay, Phase Preventer, Make- Minilec, Model-ALV-D2 |  | 0 |  |  | 1 | Part |  |  | NO | NO |  | NO |  | 14-APR-2023 4:50:29PM | [26 empty] | Admin : Admin
After Sales | Spare |  | A000898 | Compressor Belt 1100 Part No 54400726 , Make -IR 11 kw | 40101290 | 9 | PCS | 967.92 | 1 | Part | 18 | 0 | NO | NO |  | NO |  | 14-APR-2023 4:50:29PM | [26 empty] | Admin : Admin | 03-JUN-2025 2:14:30PM | H1155 : Raushan Kumar
Fitting Item | Pneumatics |  | A000899 | Pressure Gauge, 0-10 Bar, Make- WIKA/BAUMER, GLYCEIRN, Size-1/2 inch |  | 0 | PCS | 1500 | 1 | Part | 18 | 0 | NO | NO |  | NO | Pressure Range- 0-10 barg Make: Wika / Baumer Dial Size: 2.5 inch Connection: ½” BSP, Back Body Material -SS Filling-Gylecerine Filled | 14-APR-2023 4:50:29PM | [26 empty] | Admin : Admin | 11-NOV-2024 3:34:11PM | H1155 : Raushan Kumar
Fitting Item | Line Filter |  | A000900 | Air Filter, 1/2- YF 010 AAR, Make- YUKA, Model-YF 010 AAR, Size-1/2 |  | 8 | PCS | 5819 | 1 | Part | 18 | 0 | NO | NO |  | NO |  | 14-APR-2023 4:50:29PM | [26 empty] | Admin : Admin | 30-APR-2025 10:19:55AM | H1155 : Raushan Kumar
After Sales | CMC - PSA Oxygen plant - Dual Compressor | Ingersoll Rand | A000901 | Air Compressor Kit, 4000 Hours, Make- IR , Model-ML 30-37 IE kW Part No 47670430001 | 84149090 | 1 | Bundel | 27139.5 | 1 | Part | 18 | 0 | NO | YES |  | NO |  | 14-APR-2023 4:50:29PM | [26 empty] | Admin : Admin | 11-APR-2025 12:14:30PM | H1155 : Raushan Kumar
Fitting Item | Line Filter |  | A000902 | Air Filter, 2 - YF 090 AO, Make- YUKA, Model-YF 090 AO, Size-2 |  | 0 | PCS | 0 | 1 | Part | 18 | 0 | NO | NO |  | NO |  | 14-APR-2023 4:50:29PM | [26 empty] | Admin : Admin | 04-SEP-2024 12:51:45PM | E1117 : Arun Kumar
Fitting Item | Line Filter |  | A000903 | Air Filter, 2"- YF 090 (AA), Make- YUKA, Model-YF 090 (AA), Size-2" |  | 0 | PCS | 1 | 1 | Part | 18 | 0 | NO | NO |  | NO |  | 14-APR-2023 4:50:29PM | [26 empty] | Admin : Admin | 04-JUL-2024 4:11:59PM | E1117 : Arun Kumar
Fitting Item | Line Filter |  | A000904 | Air Filter, 2-YF 090ACS, Make- YUKA, Model-YF 090ACS, Size-2 |  | 0 | PCS | 1 | 1 | Part | 18 | 0 | NO | NO |  | NO |  | 14-APR-2023 4:50:29PM | [26 empty] | Admin : Admin | 12-JUL-2024 2:24:12PM | H1155 : Raushan Kumar
Electrical Item |  |  | A000905 | Masking Tape2" |  | 0 |  |  | 1 | Part |  |  | NO | NO |  | NO |  | 14-APR-2023 4:50:29PM | [26 empty] | Admin : Admin
Electrical Item |  |  | A000906 | Oxygen Analyser, Oxygen Analyser with wires & plug, Make- NUCON, Model-4316 |  | 0 |  |  | 1 | Part |  |  | NO | NO |  | NO |  | 14-APR-2023 4:50:29PM | [26 empty] | Admin : Admin
Fitting Item | Pneumatics |  | A000907 | PU TubePARKER6 mm |  | 0 | MTR | 1 | 1 | Part | 18 | 0 | NO | NO |  | NO |  | 14-APR-2023 4:50:29PM | [26 empty] | Admin : Admin | 04-SEP-2024 12:38:26PM | E1117 : Arun Kumar
Fitting Item | R 6 Hose |  | A000908 | Hose, Crimped,8 Mtr - 1", Make- R6, Model-AIR MASTER, Size-1" |  | 0 | PCS | 0 | 1 | Part | 18 | 0 | NO | NO |  | NO |  | 14-APR-2023 4:50:29PM | [26 empty] | Admin : Admin | 24-JUL-2024 11:55:09AM | E1117 : Arun Kumar
After Sales | Spare |  | A000909 | NRV, compressor NRV, Make- IR15-22 Q1 -part no- A11984374 |  | 0 | PCS | 5422 | 1 | Part | 18 | 0 | NO | NO |  | NO |  | 14-APR-2023 4:50:29PM | [26 empty] | Admin : Admin | 11-SEP-2024 2:28:51PM | H1155 : Raushan Kumar
After Sales | Spare |  | A000910 | Silencer Element, 1.5"1.5" |  | 0 | PCS | 0 | 1 | Part | 18 | 0 | NO | NO |  | NO |  | 14-APR-2023 4:50:29PM | [26 empty] | Admin : Admin | 28-MAR-2025 2:48:11PM | H1155 : Raushan Kumar
Electrical Item | Thimbles |  | A000911 | Thimble, Ring Type70mm2 |  | 177 | PCS | 0 | 1 | Part | 18 | 0 | NO | NO |  | NO |  | 14-APR-2023 4:50:29PM | [26 empty] | Admin : Admin | 23-OCT-2024 2:44:33PM | E1117 : Arun Kumar
Consumables Admin use | Housekeeping & Cleaning |  | A000912 | Mask, Mask |  | 48 | PCS | 1.6 | 1 | Part | 18 | 0 | NO | NO |  | NO |  | 14-APR-2023 4:50:29PM | [26 empty] | Admin : Admin | 17-APR-2025 4:26:06PM | H1155 : Raushan Kumar
Electrical Item | MCB/ MCCB |  | A000913 | MCCB, 3 Pole40 A |  | 0 | PCS | 0 | 1 | Part | 18 | 0 | NO | NO |  | NO |  | 14-APR-2023 4:50:29PM | [26 empty] | Admin : Admin | 07-OCT-2024 5:20:55PM | E1117 : Arun Kumar
Electrical Item | Thimbles |  | A000914 | Thimble, Pin Type 4mm2 | 8336 | 130 | PCS | 2.8 | 1 | Part | 18 | 0 | NO | NO |  | NO |  | 14-APR-2023 4:50:29PM | [26 empty] | Admin : Admin | 24-MAY-2025 12:29:09PM | H1155 : Raushan Kumar
After Sales | Spare | Ingersoll Rand | A000915 | Compressor Belt, 15Kw- RSB15-7 - QX113003/QX103239 | 40103999 | 11 | PCS | 1164.39 | 1 | Part | 18 | 0 | NO | NO |  | NO |  | 14-APR-2023 4:50:29PM | [26 empty] | Admin : Admin | 03-MAY-2025 11:37:29AM | H1155 : Raushan Kumar
After Sales | Spare |  | A000916 | Silencer Element 1 inch M10-Alwitco/ 0911010 | 84149090 | 16 | PCS | 2896 | 1 | Part | 18 | 0 | NO | NO |  | NO |  | 14-APR-2023 4:50:29PM | [26 empty] | Admin : Admin | 06-JAN-2025 12:11:45PM | H1155 : Raushan Kumar
Consumable Item | paint & acces |  | A000917 | Mask, Mask Painter3 M |  | 0 | NOS | 0 | 1 | Part | 18 | 0 | NO | NO |  | NO |  | 14-APR-2023 4:50:29PM | [26 empty] | Admin : Admin | 04-SEP-2024 12:40:43PM | E1117 : Arun Kumar
Fitting Item | Teflon Hose |  | A000918 | Hose - Teflon, Crimped,8 Mtr - 1.5" - R6R61.5" |  | 0 | PCS | 0 | 1 | Part | 18 | 0 | NO | NO |  | NO |  | 14-APR-2023 4:50:29PM | [26 empty] | Admin : Admin | 24-JUL-2024 12:04:31PM | E1117 : Arun Kumar
Fitting Item | R 6 Hose |  | A000919 | Hose, Crimped, R6 - 1- 1/2 inch |  | 27 | MTR | 0 | 1 | Part | 18 | 0 | NO | NO |  | NO |  | 14-APR-2023 4:50:29PM | [26 empty] | Admin : Admin | 09-JAN-2024 10:16:44AM | E1117 : Arun Kumar
Consumables Admin use | Housekeeping & Cleaning |  | A000920 | Scrub | 96039000 | 1 | PCS | 20 | 1 | Part | 1 | 0 | NO | NO |  | NO |  | 14-APR-2023 4:50:29PM | [26 empty] | Admin : Admin | 26-MAY-2025 3:17:36PM | H1155 : Raushan Kumar
Electrical Item |  |  | A000921 | Pad Rubber20mm x 6mm |  | 0 |  |  | 1 | Part |  |  | NO | NO |  | NO |  | 14-APR-2023 4:50:29PM | [26 empty] | Admin : Admin
Electrical Item |  |  | A000922 | Vibrate Pad50mm x 30mm |  | 0 |  |  | 1 | Part |  |  | NO | NO |  | NO |  | 14-APR-2023 4:50:29PM | [26 empty] | Admin : Admin
Electrical Item |  |  | A000923 | Vibrate Pad40mm x 30mm |  | 0 |  |  | 1 | Part |  |  | NO | NO |  | NO |  | 14-APR-2023 4:50:29PM | [26 empty] | Admin : Admin
Fitting Item | R 6 Hose |  | A000924 | Hose R6 1 inch Make Parker- Without Crimped |  | 74.3 | MTR | 0 | 1 | Part | 18 | 0 | NO | NO |  | NO |  | 14-APR-2023 4:50:29PM | [26 empty] | Admin : Admin | 03-APR-2025 9:42:57AM | H1155 : Raushan Kumar
Electrical Item |  |  | A000925 | Nut, Hang8mm |  | 0 |  | 1 | 1 | Part |  |  | NO | NO |  | NO |  | 14-APR-2023 4:50:29PM | [26 empty] | Admin : Admin | 28-MAY-2024 12:16:28PM | H1155 : Raushan Kumar
Electrical Item |  |  | A000926 | Drain, External Drain, Make- YUKA |  | 0 |  |  | 1 | Part |  |  | NO | NO |  | NO |  | 14-APR-2023 4:50:29PM | [26 empty] | Admin : Admin
Asset | Tool Kit |  | A000927 | Grinding machine 750 W Make Dewalt -4 inch |  | 4 | PCS | 0 | 1 | Part | 18 | 0 | NO | NO |  | NO |  | 14-APR-2023 4:50:29PM | [26 empty] | Admin : Admin | 27-NOV-2024 3:56:52PM | H1155 : Raushan Kumar
Consumable Item | Drill Bit |  | A000928 | Drill BitHSS2 mm |  | 36 | PCS | 0 | 1 | Part | 18 | 0 | NO | NO |  | NO |  | 14-APR-2023 4:50:29PM | [26 empty] | Admin : Admin | 05-FEB-2025 9:44:12AM | E1117 : Arun Kumar
Asset | Tool Kit |  | A000929 | Grease Gun | 82055910 | 2 | NOS | 402 | 1 | Part | 18 | 0 | NO | NO |  | NO |  | 14-APR-2023 4:50:29PM | [26 empty] | Admin : Admin | 02-APR-2025 12:52:33PM | H1155 : Raushan Kumar
Fitting Item | MS Fitting |  | A000930 | MS Fitting, Socket, Make- MS1" |  | 20 | PCS | 50 | 1 | Part | 18 | 0 | NO | NO |  | NO |  | 14-APR-2023 4:50:29PM | [26 empty] | Admin : Admin | 03-APR-2025 10:46:07AM | H1155 : Raushan Kumar
Fitting Item | Fitting Acce |  | A000931 | MS Socket 2 inch | 7807 | 31 | PCS | 145 | 1 | Part | 18 | 0 | NO | NO |  | NO |  | 14-APR-2023 4:50:29PM | [26 empty] | Admin : Admin | 03-APR-2025 10:46:07AM | H1155 : Raushan Kumar
Electrical Item | controller |  | A000932 | PLC, Programmable Controller, Make- MITSUBISHI ELECTRIC, Model-FX3G-24MR/ES |  | 0 | PCS | 1 | 1 | Part | 18 | 0 | NO | NO |  | NO |  | 14-APR-2023 4:50:29PM | [26 empty] | Admin : Admin | 23-JAN-2025 9:50:53AM | H1155 : Raushan Kumar
Fitting Item | SS Fitting |  | A000933 | SS Fitting, Socket, Make- Atam, SS1" |  | 158 | PCS | 1 | 1 | Part | 18 | 0 | NO | NO |  | NO |  | 14-APR-2023 4:50:29PM | [26 empty] | Admin : Admin | 21-DEC-2024 11:48:22AM | H1155 : Raushan Kumar
Consumable Item | Welding |  | A000934 | Welding Rod, 315 X 350 mm, SS | 8311 | 0 | PKT | 700 | 1 | Part | 18 | 0 | NO | NO |  | NO |  | 14-APR-2023 4:50:29PM | [26 empty] | Admin : Admin | 06-JUN-2024 5:24:24PM | H1155 : Raushan Kumar
Electrical Item | Wires |  | A000935 | Wire, 2 CORE 1 mm2 | 85446020 | 128 | MTR | 60.7 | 1 | Part | 18 | 0 | NO | NO |  | NO |  | 14-APR-2023 4:50:29PM | [26 empty] | Admin : Admin | 02-MAY-2025 2:44:52PM | H1155 : Raushan Kumar
Fitting Item | R 6 Hose |  | A000936 | Hose, Crimped, 1 Mtr - 1/2" - R6R61/2" | 73079210 | 0 | PCS | 859 | 1 | Part | 18 | 0 | NO | NO |  | NO |  | 14-APR-2023 4:50:29PM | [26 empty] | Admin : Admin | 24-MAR-2025 10:15:51AM | H1155 : Raushan Kumar
Fitting Item | Fitting Acce |  | A000937 | X Nipple SS 3/4 inch |  | 107 | PCS | 0 | 1 | Part | 18 | 0 | NO | NO |  | NO |  | 14-APR-2023 4:50:29PM | [26 empty] | Admin : Admin | 03-FEB-2024 3:02:00PM | H1155 : Raushan Kumar
Fitting Item | Fitting Acce |  | A000938 | Silencer/Muffler- 1/2 inch Alwitco/ M05/0111005 | 84149090 | 20 | PCS | 2748 | 1 | Part | 18 | 0 | NO | NO |  | NO |  | 14-APR-2023 4:50:29PM | [26 empty] | Admin : Admin | 10-FEB-2025 11:05:35AM | H1155 : Raushan Kumar
Electrical Item | controller |  | A000939 | HMI - GOT, GRAPHIC OPERATION TERMINAL, Make- MITSUBISHI, Model-GS2107-WTBD-N |  | 0 | PCS | 0 | 1 | Part | 18 | 0 | NO | NO |  | NO |  | 14-APR-2023 4:50:29PM | [26 empty] | Admin : Admin | 15-MAY-2025 11:26:31AM | H1155 : Raushan Kumar
Fitting Item | Line Filter |  | A000940 | Air Filter, 1- YF070 AA, Make- YUKA, Model-YF070 AA, Size-1 |  | 0 | PCS | 1 | 1 | Part | 18 | 0 | NO | NO |  | NO |  | 14-APR-2023 4:50:29PM | [26 empty] | Admin : Admin | 04-SEP-2024 12:52:01PM | E1117 : Arun Kumar
Fitting Item | Line Filter |  | A000941 | Air Filter, 1- YF070 ACS, Make- YUKA, Model-YF070 ACS, Size-1 |  | 0 | PCS | 1 | 1 | Part | 18 | 0 | NO | NO |  | NO |  | 14-APR-2023 4:50:29PM | [26 empty] | Admin : Admin | 04-SEP-2024 12:52:20PM | E1117 : Arun Kumar
Fitting Item | Line Filter |  | A000942 | Air Filter, 1"- YD 058 (ACS), Make- YUKA, Model-YD 058 (ACS), Size-1" |  | 0 | PCS | 0 | 1 | Part | 18 | 0 | NO | NO |  | NO |  | 14-APR-2023 4:50:29PM | [26 empty] | Admin : Admin | 04-SEP-2024 12:52:33PM | E1117 : Arun Kumar
Consumables Admin use | Marketing |  | A000943 | Laptop Battery | 8507 | 1 | PCS | 2200 | 1 | Part | 18 | 0 | NO | NO |  | NO |  | 14-APR-2023 4:50:29PM | [26 empty] | Admin : Admin | 30-APR-2025 2:54:25PM | H1155 : Raushan Kumar
Electrical Item | PVC Conduit fittings |  | A000944 | Cable Tie, 12"12" | 392690 | 0 | PKT | 88 | 1 | Part | 18 | 0 | NO | NO |  | NO |  | 14-APR-2023 4:50:29PM | [26 empty] | Admin : Admin | 07-JUN-2025 12:59:03PM | H1155 : Raushan Kumar
Electrical Item | Wires |  | A000945 | Wire, 1 CoreCopper Wire10mm2 |  | 0 | MTR | 1 | 1 | Part | 18 | 0 | NO | NO |  | NO |  | 14-APR-2023 4:50:29PM | [26 empty] | Admin : Admin | 23-OCT-2024 2:44:33PM | E1117 : Arun Kumar
Electrical Item |  |  | A000946 | Nails, 2.5"2.5" |  | 0 |  |  | 1 | Part |  |  | NO | NO |  | NO |  | 14-APR-2023 4:50:29PM | [26 empty] | Admin : Admin
Electrical Item |  |  | A000947 | Nail, 1"1" |  | 0 |  | 1 | 1 | Part |  |  | NO | NO |  | NO |  | 14-APR-2023 4:50:29PM | [26 empty] | Admin : Admin | 26-DEC-2024 1:57:15PM | H1155 : Raushan Kumar
After Sales | Spare |  | A000948 | Oxygen Analyser - Portable, Technovation EC-77, Make- Technovation, Model-EC-77 | 90271000 | 1 | PCS | 12500 | 1 | Part | 18 | 0 | NO | NO |  | NO |  | 14-APR-2023 4:50:29PM | Specification | Technovation make Model EC 77 portable Mini Oxygen Analyser for % Oxygen measurement Range 0-25 % with resolution of 0.01 below 20% &amp; resolution of 0.1 at 20% &amp; above balance as per data sheet ref: DREF: EC-7 Rev 6 | [24 empty] | Admin : Admin | 03-JAN-2024 3:55:17PM | E1117 : Arun Kumar
Electrical Item | MCB/ MCCB |  | A000949 | Power Panel, 45 Kw Single MCCB |  | 0 | PCS | 61109 | 1 | Part | 18 | 0 | NO | NO |  | NO |  | 14-APR-2023 4:50:29PM | [26 empty] | Admin : Admin | 07-OCT-2024 5:21:08PM | E1117 : Arun Kumar
Fitting Item | Brass Fitting |  | A000950 | Brass Fitting, Hose Nipple - 1.5", Make- PBI1.5" |  | 310 | PCS | 0 | 1 | Part | 18 | 0 | NO | NO |  | NO |  | 14-APR-2023 4:50:29PM | [26 empty] | Admin : Admin | 22-OCT-2024 12:14:02PM | E1117 : Arun Kumar
Fitting Item | Brass Fitting |  | A000951 | Brass Fitting, Bush Reducer 1/2" x 3/8", Make- PBI1/2" x 3/8" |  | 743 | PCS | 0 | 1 | Part | 18 | 0 | NO | NO |  | NO |  | 14-APR-2023 4:50:29PM | [26 empty] | Admin : Admin | 03-JAN-2025 2:28:35PM | H1155 : Raushan Kumar
Fitting Item | Brass Fitting |  | A000952 | Brass Fitting, Hose Nipple 2", Make- PBI2" |  | 100 | PCS | 0 | 1 | Part | 18 | 0 | NO | NO |  | NO |  | 14-APR-2023 4:50:29PM | [26 empty] | Admin : Admin | 22-OCT-2024 12:14:02PM | E1117 : Arun Kumar
Fitting Item | Brass Fitting |  | A000953 | Brass Fitting, Cross Female - 1/2, Make- PBI1/2 |  | 29 | PCS | 0 | 1 | Part | 18 | 0 | NO | NO |  | NO |  | 14-APR-2023 4:50:29PM | [26 empty] | Admin : Admin | 22-OCT-2024 12:14:02PM | E1117 : Arun Kumar
Fitting Item | Brass Fitting |  | A000954 | Brass Fitting, Bush Reducer - 1/8 X 1/4, Make- PBI1/8 X 1/4 |  | 9 | PCS | 0 | 1 | Part | 18 | 0 | NO | NO |  | NO |  | 14-APR-2023 4:50:29PM | [26 empty] | Admin : Admin | 17-DEC-2024 10:35:00AM | H1155 : Raushan Kumar
Fitting Item | Brass Fitting |  | A000955 | Brass Fitting, Hose Nipple - 1, Make- PBI1 |  | 321 | PCS | 0 | 1 | Part | 18 | 0 | NO | NO |  | NO |  | 14-APR-2023 4:50:29PM | [26 empty] | Admin : Admin | 21-DEC-2024 2:26:49PM | H1155 : Raushan Kumar
Fitting Item | Teflon Hose |  | A000956 | Hose - Teflon, Crimped, 3 Mtr - 1/2", Make- Teflon1/2" |  | 84 | PCS | 0 | 1 | Part | 18 | 0 | NO | NO |  | NO |  | 14-APR-2023 4:50:29PM | [26 empty] | Admin : Admin | 24-JUL-2024 12:04:45PM | E1117 : Arun Kumar
Fitting Item | Teflon Hose |  | A000957 | Hose - Teflon, Crimped, 8 Mtr - 3/4", Make- Teflon3/4" |  | 5 | PCS | 0 | 1 | Part | 18 | 0 | NO | NO |  | NO |  | 14-APR-2023 4:50:29PM | [26 empty] | Admin : Admin | 24-JUL-2024 12:04:59PM | E1117 : Arun Kumar
Semi Finished Goods | Sheet Metal Fabrication |  | A000958 | Angle, Angle valve clamp (New) - 3/4"3/4" |  | 25 | PCS | 70 | 1 | Part | 18 | 0 | NO | NO |  | NO |  | 14-APR-2023 4:50:29PM | [26 empty] | Admin : Admin | 09-APR-2025 2:31:38PM | H1155 : Raushan Kumar
Fitting Item | SS Fitting |  | A000959 | SS Fitting, Hex Nipple - 2.5", Make- ATAM,SS2.5" |  | 106 | PCS | 1 | 1 | Part | 18 | 0 | NO | NO |  | NO |  | 14-APR-2023 4:50:29PM | [26 empty] | Admin : Admin | 22-OCT-2024 1:52:59PM | E1117 : Arun Kumar
Fitting Item | SS Fitting |  | A000960 | SS Fitting, Socket - 2", Make- Atam,SS2" |  | 42 | PCS | 350 | 1 | Part | 18 | 0 | NO | NO |  | NO |  | 14-APR-2023 4:50:29PM | [26 empty] | Admin : Admin | 03-SEP-2025 11:46:12AM | H1155 : Raushan Kumar
Fitting Item | SS Fitting |  | A000961 | SS Fitting, Bush Reducer - 2"x1.5", Make- ATAM,SS2" X1.5" |  | 47 | PCS | 1 | 1 | Part | 18 | 0 | NO | NO |  | NO |  | 14-APR-2023 4:50:29PM | [26 empty] | Admin : Admin | 22-OCT-2024 1:52:59PM | E1117 : Arun Kumar
Fitting Item | SS Fitting |  | A000962 | SS Fitting, Hex REDUCER 1.5' X 1", Make- ATAM,SS1.5" X 1" |  | 48 | PCS | 1 | 1 | Part | 18 | 0 | NO | NO |  | NO |  | 14-APR-2023 4:50:29PM | [26 empty] | Admin : Admin | 03-JAN-2025 4:54:01PM | H1155 : Raushan Kumar
Fitting Item | SS Fitting |  | A000963 | SS Fitting, Hex Reducer - 1" x 3/4", Make- ATAM,SS1" x 3/4" |  | 18 | PCS | 1 | 1 | Part | 18 | 0 | NO | NO |  | NO |  | 14-APR-2023 4:50:29PM | [26 empty] | Admin : Admin | 22-OCT-2024 12:16:50PM | E1117 : Arun Kumar
Fitting Item | SS Fitting |  | A000964 | SS Hex Nipple 1 Inch Grade 316 0-15 bar | 73072900 | 4 | PCS | 647 | 1 | Part | 18 | 0 | NO | NO |  | NO |  | 14-APR-2023 4:50:29PM | [26 empty] | Admin : Admin | 16-JAN-2025 2:30:31PM | H1155 : Raushan Kumar
Fitting Item | SS Fitting |  | A000965 | SS Fitting, Socket -1.25", Make- ATAM,SS1.25" |  | 0 | PCS | 0 | 1 | Part | 18 | 0 | NO | NO |  | NO |  | 14-APR-2023 4:50:29PM | [26 empty] | Admin : Admin | 04-SEP-2024 12:35:34PM | E1117 : Arun Kumar
Fitting Item | SS Fitting |  | A000966 | SS Fitting, Bush Reducer - 1.5" x 1", Make- ATAM,SS1.5" X 1" |  | 0 | PCS | 1 | 1 | Part | 18 | 0 | NO | NO |  | NO |  | 14-APR-2023 4:50:29PM | [26 empty] | Admin : Admin | 04-SEP-2024 12:35:46PM | E1117 : Arun Kumar
Fitting Item | SS Fitting |  | A000967 | SS Hex Reducer - 1/2 x 1/4 inch Grade 316 0- 15 bar | 73072900 | 0 | PCS | 133 | 1 | Part | 18 | 0 | NO | NO |  | NO |  | 14-APR-2023 4:50:29PM | [26 empty] | Admin : Admin | 21-NOV-2024 1:48:51PM | H1155 : Raushan Kumar
Fitting Item | SS Fitting |  | A000968 | SS Fitting, Hex Reducer - 1/2" x 3/4", Make- ATAM,SS1/2" x 3/4" |  | 0 | PCS | 1 | 1 | Part | 18 | 0 | NO | NO |  | NO |  | 14-APR-2023 4:50:29PM | [26 empty] | Admin : Admin | 04-SEP-2024 12:36:14PM | E1117 : Arun Kumar
Fitting Item | Brass Fitting |  | A000969 | Brass Fitting, Cross - (Male) - 3/4", Make- PBI3/4" |  | 0 | PCS | 0 | 1 | Part | 18 | 0 | NO | NO |  | NO |  | 14-APR-2023 4:50:29PM | [26 empty] | Admin : Admin | 04-SEP-2024 10:13:12AM | E1117 : Arun Kumar
Asset | Tool Kit |  | A000970 | Socket Angle Socket, Goti Handle Set |  | 0 | SET | 0 | 1 | Part | 18 | 0 | NO | NO |  | NO |  | 14-APR-2023 4:50:29PM | [26 empty] | Admin : Admin | 31-MAY-2024 10:48:04AM | E1074 : Amit Kumar
Electrical Item |  |  | A000971 | Wrench socket, Goti -10mm10mm |  | 0 |  |  | 1 | Part |  |  | NO | NO |  | NO |  | 14-APR-2023 4:50:29PM | [26 empty] | Admin : Admin
Electrical Item |  |  | A000972 | Wrench kit, Wrench kit, Make- Torque |  | 0 |  |  | 1 | Part |  |  | NO | NO |  | NO |  | 14-APR-2023 4:50:29PM | [26 empty] | Admin : Admin
After Sales | Spare |  | A000973 | TEMPERATURE SENSOR - DRYER, Part No 38457412 Range/ D 72-180 | 90318000 | 2 | PCS | 1001.22 | 1 | Part | 18 | 0 | NO | NO |  | NO |  | 14-APR-2023 4:50:29PM | [26 empty] | Admin : Admin | 28-APR-2025 11:28:13AM | H1155 : Raushan Kumar
Electrical Item |  |  | A000974 | MS Fitting, Socket-3/4", Make- MS3/4" |  | 9 |  |  | 1 | Part |  |  | NO | NO |  | NO |  | 14-APR-2023 4:50:29PM | [26 empty] | Admin : Admin | 23-OCT-2024 11:08:38AM | E1117 : Arun Kumar
Electrical Item |  |  | A000975 | MS Fitting, Socket- 1.5", Make- MS1.5" |  | 91 |  | 1 | 1 | Part |  |  | NO | NO |  | NO |  | 14-APR-2023 4:50:29PM | [26 empty] | Admin : Admin | 23-OCT-2024 11:08:38AM | E1117 : Arun Kumar
Electrical Item |  |  | A000976 | Clamp, Hose Clamp-1", Make- JOLLY1" |  | 6 |  |  | 1 | Part |  |  | NO | NO |  | NO |  | 14-APR-2023 4:50:29PM | [26 empty] | Admin : Admin | 05-MAR-2025 10:31:32AM | H1155 : Raushan Kumar
Electrical Item |  |  | A000977 | Bolt, U - 8"8" |  | 0 |  | 1 | 1 | Part |  |  | NO | NO |  | NO |  | 14-APR-2023 4:50:29PM | [26 empty] | Admin : Admin | 03-JUN-2024 10:26:06AM | H1155 : Raushan Kumar
Electrical Item |  |  | A000978 | Bolt, U - 4"4" |  | 0 |  |  | 1 | Part |  |  | NO | NO |  | NO |  | 14-APR-2023 4:50:29PM | [26 empty] | Admin : Admin
Electrical Item | Wires |  | A000979 | Wire, 3 Core - 1.5 sqmm3 Core1.5 sqmm |  | 0 | MTR | 44.92 | 1 | Part | 18 | 0 | NO | NO |  | NO |  | 14-APR-2023 4:50:29PM | [26 empty] | Admin : Admin | 23-OCT-2024 2:45:34PM | E1117 : Arun Kumar
Fitting Item | Jindal Fitting |  | A000980 | Jindal Fitting Clamp - 3/4 inch | 73079190 | 37 | PCS | 30 | 1 | Part | 18 | 0 | NO | NO |  | NO |  | 14-APR-2023 4:50:29PM | [26 empty] | Admin : Admin | 06-MAY-2025 11:57:27AM | E1117 : Arun Kumar
Fitting Item | Jindal Fitting |  | A000981 | Jindal Fitting, Clamp - 1/2", Make- Jindal1/2" |  | 0 | PCS | 0 | 1 | Part | 18 | 0 | NO | NO |  | NO |  | 14-APR-2023 4:50:29PM | [26 empty] | Admin : Admin | 04-SEP-2024 10:40:40AM | E1117 : Arun Kumar
Fitting Item | Jindal Fitting |  | A000982 | Jindal Fitting Clamp 1 1/2 inch |  | 42 | PCS | 45 | 45 | Part | 18 | 0 | NO | NO |  | NO |  | 13-APR-2023 3:00:02PM | [26 empty] | E1143 : AT-EMP-033 | 06-MAY-2025 3:32:30PM | E1117 : Arun Kumar
Electrical Item | Thimbles |  | A000983 | Thimble, Pin Type - 1-5mm2 | 85369090 | 645 | PCS | 3.25 | 1 | Part | 18 | 0 | NO | NO |  | NO |  | 14-APR-2023 4:50:29PM | [26 empty] | Admin : Admin | 09-JUN-2025 11:06:12AM | H1155 : Raushan Kumar
Electrical Item |  |  | A000984 | LAPTOP DELL, LATITUDE 3380, Make- DELL, Model-LATITUDE 3380 |  | 0 |  | 1050 | 1 | Part |  |  | NO | NO |  | NO |  | 14-APR-2023 4:50:29PM | [26 empty] | Admin : Admin | 03-DEC-2024 9:44:09AM | H1155 : Raushan Kumar
Electrical Item |  |  | A000985 | LAPTOP CHARGER - DELL, 65W ROUND PIN - L, Make- DELL, Model-65 W R PIN L |  | 0 |  | 805 | 1 | Part |  |  | NO | NO |  | NO |  | 14-APR-2023 4:50:29PM | [26 empty] | Admin : Admin | 27-FEB-2025 2:03:39PM | H1155 : Raushan Kumar
Electrical Item |  |  | A000986 | MOUSE - WIRELESS, LOGITECH - M171,M170,B170 Make- DELL, |  | 0 | PCS |  | 1 | Part | 18 |  | NO | NO |  | NO | MOUSE - WIRELESS, LOGITECH - M171,M170,B170 Make- DELL | 14-APR-2023 4:50:29PM | [26 empty] | Admin : Admin | 05-MAY-2023 2:24:04PM | E1143 : AT-EMP-033
Consumables Admin use | Marketing |  | A000987 | LAPTOP - BAG, LEATHER - BROWN |  | 0 | PCS | 1 | 1450 | Part | 18 | 0 | NO | NO |  | NO |  | 14-APR-2023 4:50:29PM | [26 empty] | Admin : Admin | 14-JUN-2024 4:55:35PM | E1117 : Arun Kumar
Consumables Admin use | Stationery |  | A000988 | Dairy - GRAPH, GREY |  | 7 | PCS | 1 | 1 | Part | 18 | 0 | NO | NO |  | NO |  | 14-APR-2023 4:50:29PM | [26 empty] | Admin : Admin | 17-MAY-2025 4:18:47PM | H1155 : Raushan Kumar
Consumables Admin use | Stationery |  | A000989 | Dairy Plain black |  | 0 | PCS | 1 | 1 | Part | 18 | 0 | NO | NO |  | NO |  | 14-APR-2023 4:50:29PM | [26 empty] | Admin : Admin | 17-APR-2024 4:40:36PM | H1155 : Raushan Kumar
Block | In Active |  | A000990 | CATALOGUE, NGEN |  | 0 |  | 0 | 1 | Part | 18 | 0 | NO | NO |  | NO |  | 14-APR-2023 4:50:29PM | [26 empty] | Admin : Admin | 27-JUN-2024 10:29:29AM | E1117 : Arun Kumar
Block | In Active |  | A000991 | CATALOGUE, MEDO |  | 0 |  | 1 | 1 | Part | 18 | 0 | NO | NO |  | NO |  | 14-APR-2023 4:50:29PM | [26 empty] | Admin : Admin | 27-JUN-2024 10:32:46AM | E1117 : Arun Kumar
Block | In Active |  | A000992 | CATALOGUE, IDOS |  | 0 |  | 1 | 1 | Part | 18 | 0 | NO | NO |  | NO |  | 14-APR-2023 4:50:29PM | [26 empty] | Admin : Admin | 27-JUN-2024 10:33:10AM | E1117 : Arun Kumar
Electrical Item | MCB/ MCCB |  | A000993 | MCB 2 Pole -2 Amp, Make- LT2 Amp |  | 12 | PCS | 1355 | 1 | Part | 18 | 0 | NO | NO |  | NO |  | 14-APR-2023 4:50:29PM | [26 empty] | Admin : Admin | 07-OCT-2024 4:56:38PM | E1117 : Arun Kumar
Electrical Item | MCB/ MCCB |  | A000994 | MCB 3 Pole - 32 Amp Make L/T | 8536 | 5 | PCS | 1450 | 1 | Part | 18 | 0 | NO | NO |  | NO |  | 14-APR-2023 4:50:29PM | [26 empty] | Admin : Admin | 04-DEC-2024 10:18:04AM | E1117 : Arun Kumar
Electrical Item |  |  | A000995 | Cable Tie, 6"6" |  | 0 |  |  | 1 | Part |  |  | NO | NO |  | NO |  | 14-APR-2023 4:50:29PM | [26 empty] | Admin : Admin
Electrical Item | Wires |  | A000996 | Wire, 3 Core -1 mm2 | 85446020 | 29 | MTR | 37 | 1 | Part | 18 | 0 | NO | NO |  | NO |  | 14-APR-2023 4:50:29PM | [26 empty] | Admin : Admin | 02-MAY-2025 3:09:26PM | H1155 : Raushan Kumar
Electrical Item | Wires |  | A000997 | Wire, 1 Core 10 mm2 GREEN | 85446020 | 65 | MTR | 240 | 1 | Part | 18 | 0 | NO | NO |  | NO |  | 14-APR-2023 4:50:29PM | [26 empty] | Admin : Admin | 14-MAY-2025 2:00:36PM | H1155 : Raushan Kumar
Fitting Item | Jindal Fitting |  | A000998 | Jindal Fitting Clamp 1 inch |  | 63 | PCS | 10.5 | 30 | Part | 18 | 0 | NO | NO |  | NO |  | 13-APR-2023 3:03:34PM | [26 empty] | E1143 : AT-EMP-033 | 04-SEP-2024 10:41:00AM | E1117 : Arun Kumar
Electrical Item | PVC Conduit fittings |  | A000999 | Conduit Gland, PG-21PG-21 |  | 0 | PCS | 1 | 1 | Part | 18 | 0 | NO | NO |  | NO |  | 14-APR-2023 4:50:29PM | [26 empty] | Admin : Admin | 23-SEP-2024 9:46:22AM | E1117 : Arun Kumar
Electrical Item |  |  | A001000 | TCV KIT |  | 0 |  |  | 1 | Part |  |  | NO | NO |  | NO |  | 14-APR-2023 4:50:29PM | [26 empty] | Admin : Admin
Electrical Item |  |  | A001001 | Acoustic Foam, Egg Tray Type - 3 ft2 |  | 0 |  |  | 1 | Part |  |  | NO | NO |  | NO |  | 14-APR-2023 4:50:29PM | [26 empty] | Admin : Admin
Consumables Admin use | Stationery |  | A001002 | Tool/ Service BAG |  | 0 | PCS | 1 | 1 | Part | 18 | 0 | NO | NO |  | NO |  | 14-APR-2023 4:50:29PM | [26 empty] | Admin : Admin | 16-JUN-2025 3:01:21PM | H1155 : Raushan Kumar
Electrical Item |  |  | A001003 | Bass Bloc - 25mm, 6x3 feet |  | 0 |  |  | 1 | Part |  |  | NO | NO |  | NO |  | 14-APR-2023 4:50:29PM | [26 empty] | Admin : Admin
Fitting Item | Nut and Bolt |  | A001004 | MS Fastener Wall-10mm | 7318 | 0 | PCS | 10 | 1 | Part | 18 | 0 | NO | NO |  | NO |  | 12-APR-2023 3:29:26PM | [26 empty] | Admin : Admin | 06-MAY-2025 3:32:30PM | E1117 : Arun Kumar
Fitting Item | Teflon Hose |  | A001005 | Hose - Teflon, Crimped, 6 Mtr - 1", Make- Teflon1" |  | 0 | PCS | 1200 | 1 | Part | 18 | 0 | NO | NO |  | NO |  | 14-APR-2023 4:50:29PM | [26 empty] | Admin : Admin | 31-DEC-2024 11:57:44AM | H1155 : Raushan Kumar
Electrical Item |  |  | A001006 | Air Pump - Ecore, Model / E160N42XBMLSXI, Make- Thomas, Model-E160N42XBMLSXI |  | 0 |  |  | 1 | Part |  |  | NO | NO |  | NO |  | 14-APR-2023 4:50:29PM | [26 empty] | Admin : Admin
After Sales | Servo Spare |  | A001007 | Servo Display CardServo Technologies System |  | 0 | PCS | 2500 | 1 | Part | 18 | 0 | NO | NO |  | NO |  | 14-APR-2023 4:50:29PM | [26 empty] | Admin : Admin | 24-APR-2025 4:40:13PM | H1155 : Raushan Kumar
Electrical Item | controller |  | A001008 | Clamp, Pipe Clamp 3/4"3/4" |  | 0 |  | 1 | 1 | Part | 18 | 0 | NO | NO |  | NO |  | 14-APR-2023 4:50:29PM | [26 empty] | Admin : Admin | 30-APR-2024 1:47:40PM | H1155 : Raushan Kumar
Electrical Item |  |  | A001009 | Nozzel Opning tool (15-22 Kw) |  | 0 | PCS |  | 1 | Part | 18 |  | NO | NO |  | NO |  | 13-APR-2023 5:06:29PM | [26 empty] | E1143 : AT-EMP-033
Electrical Item |  |  | A001010 | Rubber Beading, Rubber Beading compressor -15-22kw15-22kw |  | 0 |  |  | 1 | Part |  |  | NO | NO |  | NO |  | 14-APR-2023 4:50:29PM | [26 empty] | Admin : Admin
Electrical Item |  |  | A001011 | Fuse terminal, Fuse terminal - 11kw, Make- IR11kw |  | 0 |  |  | 1 | Part |  |  | NO | NO |  | NO |  | 14-APR-2023 4:50:29PM | [26 empty] | Admin : Admin
Electrical Item |  |  | A001012 | Mouse- wired, LOGITECH - M90,M185 Make- LOGITECH |  | 0 | PCS |  | 1 | Part | 18 |  | NO | NO |  | NO | Mouse- wired, LOGITECH - M90,M185 Make- LOGITECH | 14-APR-2023 4:50:29PM | [26 empty] | Admin : Admin | 05-MAY-2023 2:26:05PM | E1143 : AT-EMP-033
Semi Finished Goods | Raw materials |  | A001013 | Base Frame MS Sheet HR 750 x 800 mm | 73269965 | 0 | PCS | 6062.5 | 100 | Part | 18 | 0 | NO | NO |  | NO |  | 14-APR-2023 10:53:59AM | [26 empty] | E1143 : AT-EMP-033 | 04-MAR-2024 12:34:44PM | E1117 : Arun Kumar
Asset | Tool Kit |  | A001014 | Sound Level Meter- SL-13A Make- HTC |  | 1 | PCS | 1 | 1 | Part | 18 | 0 | NO | NO |  | NO |  | 14-APR-2023 4:50:29PM | [26 empty] | Admin : Admin | 30-SEP-2024 4:42:44PM | E1117 : Arun Kumar
Electrical Item | Thimbles |  | A001015 | Thimble, Pin Type - 120 mm2120 mm2 |  | 38 |  | 0 | 1 | Part | 18 | 0 | NO | NO |  | NO |  | 14-APR-2023 4:50:29PM | [26 empty] | Admin : Admin | 24-MAY-2024 4:16:04PM | E1117 : Arun Kumar
Electrical Item | Thimbles |  | A001016 | Thimble, Ring Type - 120 mm2120 mm2 |  | 28 | PCS | 0 | 1 | Part | 18 | 0 | NO | NO |  | NO |  | 14-APR-2023 4:50:29PM | [26 empty] | Admin : Admin | 24-MAY-2024 4:16:23PM | E1117 : Arun Kumar
Electrical Item |  |  | A001017 | Led Light, Led Light - 5 w5 w |  | 0 |  |  | 1 | Part |  |  | NO | NO |  | NO |  | 14-APR-2023 4:50:29PM | [26 empty] | Admin : Admin
Electrical Item |  |  | A001018 | Led Light, Led Light - 120 w120 w |  | 0 |  |  | 1 | Part |  |  | NO | NO |  | NO |  | 14-APR-2023 4:50:29PM | [26 empty] | Admin : Admin
Electrical Item | PVC Conduit fittings |  | A001019 | Pvc Tape, Electrical - RedRed |  | 349 | PCS | 0 | 1 | Part | 18 | 0 | NO | NO |  | NO |  | 14-APR-2023 4:50:29PM | [26 empty] | Admin : Admin | 29-MAY-2025 12:23:36PM | H1155 : Raushan Kumar
Electrical Item | PVC Conduit fittings |  | A001020 | Pvc Tape, Electrical -YellowYellow |  | 291 | PCS | 0 | 1 | Part | 18 | 0 | NO | NO |  | NO |  | 14-APR-2023 4:50:29PM | [26 empty] | Admin : Admin | 29-MAY-2025 12:23:36PM | H1155 : Raushan Kumar
Electrical Item | PVC Conduit fittings |  | A001021 | Pvc Tape, Electrical -BlackBlack |  | 161 | PCS | 0 | 1 | Part | 18 | 0 | NO | NO |  | NO |  | 14-APR-2023 4:50:29PM | [26 empty] | Admin : Admin | 09-JUN-2025 11:06:12AM | H1155 : Raushan Kumar
Electrical Item | PVC Conduit fittings |  | A001022 | Pvc Tape, Electrical - BlueBlue |  | 363 | PCS | 0 | 1 | Part | 18 | 0 | NO | NO |  | NO |  | 14-APR-2023 4:50:29PM | [26 empty] | Admin : Admin | 17-MAY-2025 12:16:26PM | H1155 : Raushan Kumar
Electrical Item | PVC Conduit fittings |  | A001023 | Pvc Tape, Electrical - GreenGreen |  | 9 | PCS | 9.33 | 1 | Part | 18 | 0 | NO | NO |  | NO |  | 14-APR-2023 4:50:29PM | [26 empty] | Admin : Admin | 17-MAY-2025 12:16:26PM | H1155 : Raushan Kumar
Fitting Item | Pneumatics |  | A001024 | PU Fitting, Male Connector - 1/4" x 6 mm, Make- PARKER1/4" x 6 mm |  | 65 | PCS | 1 | 1 | Part | 18 | 0 | NO | NO |  | NO |  | 14-APR-2023 4:50:29PM | [26 empty] | Admin : Admin | 20-FEB-2025 10:49:26AM | H1155 : Raushan Kumar
Consumables Admin use | Stationery |  | A001031 | Note Pad |  | 0 | PCS | 1 | 1 | Part | 18 | 0 | NO | NO |  | NO | A4 Size Paper | 10-MAY-2023 1:39:59PM | [26 empty] | E1143 : AT-EMP-033 | 07-AUG-2024 3:25:55PM | H1155 : Raushan Kumar
Electrical Item |  |  | A001038 | Ball Pen (Natraj) Classic Ball Pen |  | 2 | PKT | 70 | 1 | Part | 18 |  | NO | NO |  | NO | Ball Pen (Natraj) Classic Ball Pen | 13-MAY-2023 1:44:11PM | [26 empty] | E1143 : AT-EMP-033 | 13-MAY-2024 2:03:30PM | H1155 : Raushan Kumar
Consumables Admin use | Stationery |  | A001051 | Marker Pen RED/Black | 9608 | 13 | PCS | 8.5 | 0 | Part | 18 | 0 | NO | NO |  | NO |  | 30-SEP-2023 3:16:31PM | [26 empty] | E1117 : Arun Kumar | 03-MAY-2025 5:12:37PM | H1155 : Raushan Kumar
Consumables Admin use | Stationery |  | A001055 | Permanent Marker |  | 59 | PCS | 8.5 | 0 | Part | 18 |  | NO | NO |  | NO |  | 30-SEP-2023 3:11:25PM | [26 empty] | E1117 : Arun Kumar | 30-APR-2025 10:58:43AM | H1155 : Raushan Kumar
Consumables Admin use | Stationery |  | A001061 | Chisel Marker |  | 16 | PCS | 0 | 0 | Part | 18 |  | NO | NO |  | NO |  | 30-SEP-2023 3:19:47PM | [26 empty] | E1117 : Arun Kumar
Consumables Admin use | Stationery |  | A001064 | White Board Marker |  | 7 | PCS | 23 | 0 | Part | 18 |  | NO | NO |  | NO |  | 30-SEP-2023 3:14:14PM | [26 empty] | E1117 : Arun Kumar | 03-DEC-2024 9:44:08AM | H1155 : Raushan Kumar
Electrical Item |  |  | A001065 | White Board Marker (Black) |  | 18 | PKT | 180 | 1 | Part | 18 |  | NO | NO |  | NO | White Board Marker (Black) | 13-MAY-2023 1:45:06PM | [26 empty] | E1143 : AT-EMP-033 | 06-MAR-2025 12:30:53PM | H1155 : Raushan Kumar
Consumables Admin use | Stationery |  | A001069 | Calculator |  | 1 | PCS | 0 | 0 | Part | 18 |  | NO | NO |  | NO |  | 30-SEP-2023 3:23:05PM | [26 empty] | E1117 : Arun Kumar
Fitting Item | Fitting Acce |  | A001072 | Male Pipe Nipple (1/2"x150 mm) G.I | 7307 | 8 | PCS | 60 | 45 | Part | 18 | 0 | NO | NO |  | NO |  | 17-APR-2023 3:37:40PM | [26 empty] | Admin : Admin | 01-APR-2025 11:18:00AM | H1155 : Raushan Kumar
Electrical Item |  |  | A001073 | Male Pipe Nipple (1" x 150MM) G.I. |  | 0 | PCS | 60 | 45 | Part | 18 |  | NO | NO |  | NO |  | 17-APR-2023 3:38:35PM | [26 empty] | Admin : Admin | 01-APR-2025 11:16:09AM | H1155 : Raushan Kumar
Electrical Item |  |  | A001074 | Male Pipe Nipple (1" x 225MM) G.I. |  | 0 | PCS | 1 | 45 | Part | 18 |  | NO | NO |  | NO |  | 17-APR-2023 3:41:02PM | [26 empty] | Admin : Admin | 03-AUG-2024 10:51:30AM | H1155 : Raushan Kumar
Electrical Item |  |  | A001075 | Male Pipe Nipple (1.5" x 150MM) G.I. |  | 89 | PCS |  | 45 | Part | 18 |  | NO | NO |  | NO |  | 17-APR-2023 3:44:39PM | [26 empty] | Admin : Admin | 14-FEB-2025 11:47:49AM | H1155 : Raushan Kumar
Electrical Item |  |  | A001076 | Male Pipe Nipple (1.5" x 260MM) G.I. |  | 0 | PCS | 1 | 45 | Part | 18 |  | NO | NO |  | NO |  | 17-APR-2023 3:45:17PM | [26 empty] | Admin : Admin | 03-JUN-2024 10:30:05AM | H1155 : Raushan Kumar
Electrical Item |  |  | A001077 | Male Pipe Nipple (1.5" x 310MM) G.I. |  | 0 | PCS |  | 45 | Part | 18 |  | NO | NO |  | NO |  | 17-APR-2023 3:47:43PM | [26 empty] | Admin : Admin
Electrical Item |  |  | A001078 | Male Pipe Nipple (1.5" x 350MM) G.I. |  | 0 | PCS |  | 45 | Part | 18 |  | NO | NO |  | NO |  | 17-APR-2023 3:48:43PM | [26 empty] | Admin : Admin | 13-FEB-2025 11:34:45AM | H1155 : Raushan Kumar
Electrical Item |  |  | A001080 | Sugar |  | 0 | KG |  | 42 | Part | 18 |  | NO | NO |  | NO | Loose Sugar | 18-APR-2023 2:28:08PM | [26 empty] | E1129 : AT-EMP-054
After Sales | Spare |  | A001081 | Air Filter Element L145AA FT | 84219900 | 2 | PCS | 3200 | 1 | Part | 18 | 0 | NO | NO |  | NO |  | 20-MAY-2023 10:41:04AM | [26 empty] | E1143 : AT-EMP-033 | 02-APR-2025 4:19:09PM | H1155 : Raushan Kumar
After Sales | Spare |  | A001082 | Air Filter Element L145ACS FT | 84219900 | 2 | PCS | 3200 | 1 | Part | 18 | 0 | NO | NO |  | NO |  | 20-MAY-2023 10:42:10AM | [26 empty] | E1143 : AT-EMP-033 | 02-APR-2025 4:19:09PM | H1155 : Raushan Kumar
After Sales | Spare |  | A001083 | Air Filter Element L145AO FT | 84219900 | 1 | PCS | 3200 | 1 | Part | 18 | 0 | NO | NO |  | NO |  | 20-MAY-2023 10:40:06AM | [26 empty] | E1143 : AT-EMP-033 | 08-APR-2025 12:43:22PM | H1155 : Raushan Kumar
Consumables Admin use | Stationery |  | A001087 | Envelope Size A4 White Company Printed |  | 19 | PCS | 0 | 0 | Part | 18 |  | NO | YES |  | NO |  | 30-SEP-2023 3:08:39PM | [26 empty] | E1117 : Arun Kumar | 12-JAN-2024 4:46:34PM | H1155 : Raushan Kumar
Consumables Admin use | Stationery |  | A001089 | A4 Size Yellow Envelopes |  | 167 | PCS | 4 | 0 | Part | 18 |  | NO | NO |  | NO |  | 30-SEP-2023 2:56:38PM | [26 empty] | E1117 : Arun Kumar | 18-APR-2025 5:17:04PM | H1155 : Raushan Kumar
Consumables Admin use | Stationery |  | A001090 | A4 size envelope safety |  | 30 | PCS | 0 | 0 | Part | 18 |  | NO | NO |  | NO |  | 30-SEP-2023 2:57:40PM | [26 empty] | E1117 : Arun Kumar | 03-JAN-2024 12:40:19PM | H1160 : retired admin
Consumables Admin use | Stationery |  | A001094 | A4 Size Label Sheet Packet |  | 10 | PKT | 1 | 0 | Part | 18 |  | NO | NO |  | NO |  | 30-SEP-2023 2:59:44PM | [26 empty] | E1117 : Arun Kumar | 19-DEC-2024 5:31:23PM | H1155 : Raushan Kumar
Consumables Admin use | Stationery |  | A001097 | Pencil | 9609 | 8 | PCS | 4.2 | 1 | Part | 18 | 0 | NO | NO |  | NO | Pencil Sharpener | 13-MAY-2023 1:46:13PM | [26 empty] | E1143 : AT-EMP-033 | 03-MAY-2025 5:12:37PM | H1155 : Raushan Kumar
Consumable Item | Packing |  | A001105 | Bubble/Roll/Wrap (Size 1 Mtr X100 Mtr |  | 1 | Bundel | 550 | 1 | Part | 18 | 0 | NO | NO |  | NO |  | 01-MAY-2023 2:19:55PM | [26 empty] | E1117 : Arun Kumar | 19-APR-2024 10:22:00AM | H1155 : Raushan Kumar
Electrical Item |  |  | A001106 | Dryer Temperature Sensor (38457412) | 90318000 | 0 | PCS |  | 90798 | Part | 18 |  | NO | NO |  | NO | PROBE TEMP XREF 243.0034.02.00 | 01-MAY-2023 2:07:18PM | (38457412) | PROBE TEMP XREF 243.0034.02.00 | [24 empty] | E1143 : AT-EMP-033 | 01-MAY-2023 2:09:53PM | E1143 : AT-EMP-033
Electrical Item |  |  | A001119 | 1" SS 304 Cross |  | 0 | PCS | 1 | 1 | Part | 18 |  | NO | NO |  | NO | 1" SS 304 Cross | 26-APR-2023 12:29:01PM | [26 empty] | E1143 : AT-EMP-033 | 07-MAY-2024 3:53:03PM | H1155 : Raushan Kumar
Electrical Item |  |  | A001120 | 1" SS 304 Cross (Hitco) |  | 0 | PCS |  | 560 | Part | 18 |  | NO | NO |  | NO | 1" SS 304 Cross (Hitco) | 26-APR-2023 12:31:04PM | [26 empty] | E1143 : AT-EMP-033
Electrical Item |  |  | A001121 | SS 304 Spring Washer- 8mm |  | 2 | PCS | 0.98 | 1 | Part | 18 |  | NO | NO |  | NO | SS 304 Spring Washer- 8mm | 13-MAY-2023 12:05:59PM | [26 empty] | E1143 : AT-EMP-033 | 21-DEC-2023 5:07:34PM | H1155 : Raushan Kumar
Consumables Admin use | Stationery |  | A001122 | Battery AAA (Duracell) | 85061000 | 8 | PCS | 37 | 1 | Part | 18 | 0 | NO | NO |  | NO | Battery AAA (Duracell) | 13-MAY-2023 1:43:12PM | [26 empty] | E1143 : AT-EMP-033 | 25-JUN-2025 4:20:13PM | H1155 : Raushan Kumar
Consumable Item | Packing |  | A001123 | EPE Foam 5MM (1.5X80Mtr) | 40082190 | 0 | PCS | 2250 | 1 | Part | 18 | 0 | NO | NO |  | NO |  | 16-JUN-2023 3:18:07PM | [26 empty] | E1143 : AT-EMP-033 | 19-APR-2025 11:17:05AM | H1155 : Raushan Kumar
Consumable Item | paint & acces |  | A001125 | Berger Paint White Base for EPILUX 44 EPoxy Finish 1Balti-4Ltr |  | 12 | LTR | 350 | 400 | Part | 18 | 0 | NO | NO |  | NO |  | 01-MAY-2023 12:53:32PM | [26 empty] | Admin : Admin | 19-APR-2025 2:47:34PM | H1155 : Raushan Kumar
Consumable Item | paint & acces |  | A001126 | Thinner NEROLAC EPOXY |  | 20 | LTR | 130 | 130 | Part | 18 | 0 | NO | NO |  | NO |  | 01-MAY-2023 12:55:33PM | [26 empty] | Admin : Admin | 22-MAY-2024 2:04:17PM | E1117 : Arun Kumar
Electrical Item |  |  | A001127 | Fuse 2AMP. for Compressor 15-KW IR |  | 0 | PCS | 1 | 1 | Part | 18 |  | NO | NO |  | NO | Fuse 2AMP. for Compressor 15-KW IR | 02-MAY-2023 4:31:19PM | [26 empty] | E1143 : AT-EMP-033 | 05-AUG-2024 9:20:45AM | H1155 : Raushan Kumar
Electrical Item | controller |  | A001128 | Fuse 1 A-L250v OD 5 x L20 mm for Compressor 11-KW IR |  | 13 | PCS | 0 | 1 | Part | 18 | 0 | NO | NO |  | NO | Fuse 2AMP. for Compressor 11-KW IR | 02-MAY-2023 4:32:51PM | [26 empty] | E1143 : AT-EMP-033 | 24-MAY-2025 12:29:09PM | H1155 : Raushan Kumar
Electrical Item |  |  | A001138 | Phase Sequence Relay,5Amp,3ph-3w,208-480VAC 47-63HZ (Schneider) Make-GIC |  | 1 | PCS |  | 1 | Part | 18 |  | NO | NO |  | NO | Phase Sequence Relay,5Amp,3ph-3w,208-480VAC 47-63HZ (Schneider) Make-GIC | 05-MAY-2023 3:31:47PM | [26 empty] | E1143 : AT-EMP-033 | 22-MAR-2024 4:50:35PM | H1155 : Raushan Kumar
Asset | Tool Kit |  | A001143 | Heat Gun |  | 1 | PCS | 1 | 1 | Part | 18 | 0 | NO | NO |  | NO |  | 14-JUN-2023 12:01:45PM | [26 empty] | E1143 : AT-EMP-033 | 04-OCT-2024 12:22:21PM | E1117 : Arun Kumar
Electrical Item |  |  | A001170 | Tarpaulin Sheets 30'x40' HDPE Heavy duty |  | 0 | KG |  | 160 | Part | 18 |  | NO | NO |  | NO | Tarpaulin Sheets 30'x40' HDPE Heavy duty | 04-MAY-2023 5:20:24PM | [26 empty] | E1143 : AT-EMP-033
Electrical Item |  |  | A001171 | Laptop Charger Power Cable |  | 0 | PCS |  | 1 | Part | 18 |  | NO | NO |  | NO | Laptop Charger Power Cable | 05-MAY-2023 2:29:56PM | [26 empty] | E1143 : AT-EMP-033 | 05-MAY-2023 2:33:45PM | E1143 : AT-EMP-033
Fitting Item | Jindal Fitting | Jindal | A001205 | Jindal union Male Connector-2,4050 x 1-1/2 inch A2 | 39172110 | 7 | PCS | 440.3 | 1 | Part | 18 | 0 | NO | NO |  | NO |  | 09-MAY-2023 11:06:56AM | [26 empty] | E1143 : AT-EMP-033 | 11-APR-2025 12:58:38PM | H1155 : Raushan Kumar
Fitting Item | Jindal Fitting | Jindal | A001206 | Jindal Fitting, Elbow F- 2, EZ-4050 X 4050 | 39172110 | 3 | PCS | 580.3 | 1 | Part | 18 | 0 | NO | NO |  | NO |  | 09-MAY-2023 11:09:00AM | [26 empty] | E1143 : AT-EMP-033 | 11-APR-2025 12:58:38PM | H1155 : Raushan Kumar
Fitting Item | Jindal Fitting |  | A001207 | A001207 Jindal Fitting, Jindal Pipe-Copositive Pipe- 2", D-AIR 4050 |  | 6 | PCS | 0 | 1 | Part | 18 | 0 | NO | NO |  | NO | A001207 Jindal Fitting, Jindal Pipe-Copositive Pipe- 2", D-AIR 4050 | 09-MAY-2023 11:14:06AM | [26 empty] | E1143 : AT-EMP-033 | 04-MAR-2025 2:36:54PM | H1155 : Raushan Kumar
IT | Software |  | A001226 | Absstem ERP (Web based Online Software) | 998314 | 3 | Bundel | 230509 | 1 | Part | 18 | 0 | NO | NO |  | NO | Absstem ERP (Web based Online Software) | 09-MAY-2023 5:37:28PM | [26 empty] | E1143 : AT-EMP-033 | 08-AUG-2024 9:27:54AM | E1117 : Arun Kumar
Electrical Item |  |  | A001230 | Sticker Approved Striker Green (75mm x 40mm) |  | 0 | PCS |  | 1 | Part | 18 |  | NO | NO |  | NO | Sticker Approved Striker Green (75mm x 40mm) | 13-MAY-2023 1:47:15PM | [26 empty] | E1143 : AT-EMP-033
Electrical Item |  |  | A001231 | QC Hold Yellow Striker (75mm x 40mm) |  | 0 | PCS |  | 1 | Part | 18 |  | NO | NO |  | NO | QC Hold Yellow Striker (75mm x 40mm) | 13-MAY-2023 1:48:02PM | [26 empty] | E1143 : AT-EMP-033
Electrical Item |  |  | A001232 | QC Passed Green Striker (1" x 1") |  | 0 | PCS |  | 1 | Part | 18 |  | NO | NO |  | NO | QC Passed Green Striker (1" x 1") | 13-MAY-2023 1:50:41PM | [26 empty] | E1143 : AT-EMP-033
Electrical Item |  |  | A001233 | QC Failed Striker (1" x 1") |  | 0 | PCS |  | 1 | Part | 18 |  | NO | NO |  | NO | QC Failed Striker (1" x 1") | 13-MAY-2023 1:51:31PM | [26 empty] | E1143 : AT-EMP-033
Consumables Admin use | Housekeeping & Cleaning |  | A001234 | Hand Wash 5 LTR | 34022090 | 0 | NOS | 1147 | 1 | Part | 18 | 0 | NO | NO |  | NO | Hand Wash (Blossom Hand Wash 5 Ltr) | 13-MAY-2023 1:42:15PM | [26 empty] | E1143 : AT-EMP-033 | 26-MAY-2025 3:17:36PM | H1155 : Raushan Kumar
Electrical Item |  |  | A001237 | Power Cord Cable (Power Cord Cable - Type-D, 10A-250V) |  | 0 | PCS | 1000 | 1 | Part | 18 |  | NO | NO |  | NO | Power Cord Cable (Power Cord Cable - Type-D, 10A-250V) | 13-MAY-2023 1:52:30PM | [26 empty] | E1143 : AT-EMP-033
Consumable Item | paint & acces |  | A001238 | Cleaner Brass material Cleaner-(SK4053CA) (INDU) Cleaner CA (Ltr) | 34029099 | 0 | LTR | 0 | 1 | Part | 18 | 0 | NO | NO |  | NO | Brass material Cleaner | 15-MAY-2023 11:53:19AM | [26 empty] | E1143 : AT-EMP-033 | 04-SEP-2024 10:14:49AM | E1117 : Arun Kumar
Semi Finished Goods | Raw materials |  | A001254 | Ms Angle 50mm x 50mm x6 MTR | 72149990 | 0 | NOS | 1372.5 | 1 | Part | 18 | 0 | NO | NO |  | NO |  | 22-MAY-2023 2:52:09PM | [26 empty] | E1143 : AT-EMP-033 | 21-NOV-2024 1:46:09PM | H1155 : Raushan Kumar
Electrical Item |  |  | A001287 | Fan Screen for Compressor IR RSB (15 KW) |  | 0 | PCS |  | 1 | Part | 18 |  | NO | NO |  | NO |  | 02-JUN-2023 5:06:34PM | [26 empty] | E1143 : AT-EMP-033
Electrical Item |  |  | A001303 | Transparent Acrylic Sheet |  | 0 | PCS |  | 1 | Part | 18 |  | NO | NO |  | NO |  | 02-JUN-2023 12:26:31PM | [26 empty] | E1143 : AT-EMP-033 | 04-JUL-2023 4:15:27PM | E1143 : AT-EMP-033
Electrical Item |  |  | A001304 | Translucent Acraylic Sheet (1000 x 500 x 3mm) |  | 0 | PCS |  | 1 | Part | 18 |  | NO | NO |  | NO |  | 02-JUN-2023 12:28:11PM | [26 empty] | E1143 : AT-EMP-033 | 08-JUN-2023 11:17:50AM | E1143 : AT-EMP-033
Electrical Item |  |  | A001305 | Shampoo Pouch / Ltr |  | 0 | PCS | 1 | 1 | Part | 18 |  | NO | NO |  | NO |  | 02-JUN-2023 4:00:47PM | [26 empty] | E1143 : AT-EMP-033 | 03-JUN-2024 10:30:05AM | H1155 : Raushan Kumar
Electrical Item |  |  | A001306 | Compressor Rubber Beading U Type |  | 0 | MTR |  | 1 | Part | 18 |  | NO | NO |  | NO |  | 02-JUN-2023 3:19:13PM | [26 empty] | E1143 : AT-EMP-033 | 07-JUN-2023 4:42:45PM | E1143 : AT-EMP-033
Electrical Item |  |  | A001308 | Bearing SKF 6312-C3 |  | 0 | PCS | 1750 | 1 | Part | 18 |  | NO | NO |  | NO |  | 05-JUN-2023 6:02:45PM | [26 empty] | E1143 : AT-EMP-033 | 16-MAY-2024 9:51:30AM | E1117 : Arun Kumar
After Sales | Spare |  | A001312 | Embraco Comp. NT6215Z/Copeland KCE 444HAG-334H for dryer | 8414 | 0 | PCS | 12000 | 1 | Part | 18 | 0 | NO | NO |  | NO |  | 06-JUN-2023 5:58:47PM | [26 empty] | E1143 : AT-EMP-033 | 29-SEP-2023 2:10:37PM | E1117 : Arun Kumar
Electrical Item |  |  | A001313 | (Rubber Profiles Non Cellular Rubber Beading Gray U Inner ling(1mm x 10mm x 1mm) | 401493 | 4 | MTR | 85 | 1 | Part | 18 |  | NO | NO |  | NO |  | 14-JUN-2023 12:14:56PM | [26 empty] | E1143 : AT-EMP-033 | 06-DEC-2024 2:16:28PM | H1155 : Raushan Kumar
Electrical Item |  |  | A001317 | Door for Cabinet (Top Meedle Cut-81 x131mm, 396mm x 692mm) |  | 0 | PCS |  | 1 | Part | 18 |  | NO | NO |  | NO |  | 14-JUN-2023 11:47:12AM | [26 empty] | E1143 : AT-EMP-033
Electrical Item |  |  | A001319 | Clamp for Fan controller (131x34x35x2mm TH) |  | 0 | PCS |  | 1 | Part | 18 |  | NO | NO |  | NO |  | 14-JUN-2023 11:49:41AM | [26 empty] | E1143 : AT-EMP-033
Electrical Item |  |  | A001320 | Compressor Oil Fidelity PA-46 (GULF) |  | 0 | LTR |  | 1 | Part | 18 |  | NO | NO |  | NO |  | 08-JUN-2023 5:57:53PM | [26 empty] | E1143 : AT-EMP-033
After Sales | Spare | SKF | A001329 | Compressor Motor Bearing E2 6308-2Z/C3 Make - SKF |  | 1 | PCS | 1415.68 | 1 | Part | 18 | 0 | NO | NO |  | NO |  | 22-JUN-2023 5:12:35PM | [26 empty] | E1143 : AT-EMP-033 | 08-JAN-2025 4:18:16PM | H1155 : Raushan Kumar
After Sales | Spare | SKF | A001330 | Compressor Motor Bearing E2 6208-2Z/C3 Make SKF |  | 1 | PCS | 975.1 | 1 | Part | 18 | 0 | NO | NO |  | NO |  | 22-JUN-2023 5:13:53PM | [26 empty] | E1143 : AT-EMP-033 | 08-JAN-2025 4:18:16PM | H1155 : Raushan Kumar
Consumables Admin use | Housekeeping & Cleaning |  | A001331 | Colin 500 ML | 34022090 | 8 | NOS | 88 | 1 | Part | 18 | 0 | NO | NO |  | NO |  | 23-JUN-2023 10:02:55AM | [26 empty] | E1143 : AT-EMP-033 | 10-MAR-2025 2:46:17PM | H1155 : Raushan Kumar
Electrical Item |  |  | A001332 | Hand Sanitizer |  | 0 | LTR |  | 1 | Part | 18 |  | NO | NO |  | NO |  | 23-JUN-2023 10:07:01AM | [26 empty] | E1143 : AT-EMP-033
Electrical Item | Capacit |  | A001333 | blank |  | 0 | LTR | 0 | 1 | Part | 18 | 0 | NO | NO |  | NO |  | 23-JUN-2023 10:25:46AM | [26 empty] | E1143 : AT-EMP-033 | 01-MAR-2024 6:06:23PM | E1117 : Arun Kumar
Electrical Item |  |  | A001334 | Dettol Soap Bar |  | 0 | PCS | 66 | 1 | Part | 18 |  | NO | NO |  | NO |  | 23-JUN-2023 10:26:57AM | [26 empty] | E1143 : AT-EMP-033 | 01-MAR-2024 6:10:42PM | E1117 : Arun Kumar
Electrical Item |  |  | A001335 | Foot Leveling Castor Nylon Wheel 62mm (80F) |  | 0 | PCS |  | 1 | Part | 18 |  | NO | NO |  | NO |  | 21-JUN-2023 5:16:04PM | [26 empty] | E1143 : AT-EMP-033
Consumable Item | Stickers |  | A001336 | Sticker X |  | 27 | PCS | 10 | 1 | Part | 18 | 0 | NO | NO |  | NO |  | 21-JUN-2023 5:07:54PM | [26 empty] | E1143 : AT-EMP-033 | 19-MAR-2025 2:24:07PM | H1155 : Raushan Kumar
Electrical Item |  |  | A001338 | Acrylic wall putty (Asian) |  | 14 | KG | 55.08 | 1 | Part | 18 |  | NO | NO |  | NO |  | 04-JUL-2023 3:36:40PM | [26 empty] | E1143 : AT-EMP-033 | 25-JAN-2025 3:45:49PM | H1155 : Raushan Kumar
Electrical Item |  |  | A001339 | PVC Spiral Wrapping Band |  | 4.5 | MTR | 1 | 1 | Part | 18 |  | NO | NO |  | NO |  | 29-JUN-2023 2:12:41PM | [26 empty] | E1143 : AT-EMP-033 | 28-OCT-2024 2:23:48PM | H1155 : Raushan Kumar
Electrical Item |  |  | A001342 | Wooden Box (45"x14"x67") |  | 0 | PCS | 4000 | 1 | Part | 12 |  | NO | NO |  | NO |  | 31-JUL-2023 3:51:07PM | [26 empty] | E1143 : AT-EMP-033 | 13-NOV-2024 1:43:29PM | H1155 : Raushan Kumar
Electrical Item |  |  | A001343 | Standy 2.5' x 6' |  | 0 | PCS |  | 1 | Part | 18 |  | NO | NO |  | NO |  | 04-JUL-2023 4:04:51PM | [26 empty] | E1143 : AT-EMP-033
Electrical Item |  |  | A001344 | Glue Gun |  | 1 | PCS | 1 | 1 | Part | 18 |  | NO | NO |  | NO |  | 05-JUL-2023 4:52:42PM | [26 empty] | E1143 : AT-EMP-033
Consumables Admin use | Stationery |  | A001345 | Hot Gun Glue Stick (Transparent Adhesive) |  | 5 | PCS | 1 | 1 | Part | 18 | 0 | NO | NO |  | NO |  | 05-JUL-2023 4:54:53PM | [26 empty] | E1143 : AT-EMP-033 | 17-OCT-2024 1:50:32PM | H1155 : Raushan Kumar
Electrical Item |  |  | A001351 | Hex Bolt with Nut & washer Set (H.T) |  | 0 | SET |  | 1 | Part | 18 |  | NO | NO |  | NO |  | 17-JUL-2023 10:26:40AM | [26 empty] | E1143 : AT-EMP-033 | 17-JUL-2023 11:11:05AM | E1143 : AT-EMP-033
Fitting Item | Fitting Acce |  | A001353 | Loctite 55 Pipe Sealing Cord 12Mtr (Polyamide with inert Thread Proprietary Paste) | 59119090 | 0 | NOS | 40 | 1 | Part | 18 | 0 | NO | NO |  | NO |  | 19-JUL-2023 3:21:56PM | [26 empty] | E1143 : AT-EMP-033 | 18-APR-2024 10:45:48AM | H1155 : Raushan Kumar
Electrical Item |  |  | A001359 | Wooden Box (4'x2'x2') |  | 0 | PCS |  | 1 | Part | 12 |  | NO | NO |  | NO |  | 31-JUL-2023 3:49:32PM | [26 empty] | E1143 : AT-EMP-033 | 31-JUL-2023 3:52:29PM | E1143 : AT-EMP-033
Admin Consumables | Mask |  | AC1 | Mask,Face,,3-layer,Light Blue | 6307 | 0 | NOS | 1 | 0 | RAW | 18 | 0 | YES | YES |  | NO |  | 23-APR-2025 2:55:50AM | [26 empty] | E1002 : Pradeep Sati | 04-OCT-2025 11:04:20AM | H1155 : Raushan Kumar
Admin Consumables | Cleaning Agents |  | AC10 | Cleaning Agents,Tissues - Box,Novel , | 3402 | 2 | NOS | 40 | 0 | RAW | 18 | 0 | YES | YES |  | NO |  | 01-MAY-2025 4:03:30PM | [26 empty] | E1002 : Pradeep Sati | 19-MAR-2026 2:51:54PM | H1155 : Raushan Kumar
Admin Consumables | Tea |  | AC100 | Tea,leaves,,Tata, | 9021010 | 0 | NOS | 0 | 0 | RAW | 18 | 0 | YES | YES |  | NO |  | 01-MAY-2025 4:03:31PM | [26 empty] | E1002 : Pradeep Sati
Admin Consumables | Tea |  | AC101 | Tea,Premix,,Brown Forth, | 21012010 | 0 | NOS | 0 | 0 | RAW | 18 | 0 | YES | YES |  | NO |  | 01-MAY-2025 4:03:31PM | [26 empty] | E1002 : Pradeep Sati | 01-JUL-2026 10:34:55AM | H1155 : Raushan Kumar
Admin Consumables | Tea Cup |  | AC102 | Tea Cup,Paper,Disposable ,, | 48236900 | 8130 | NOS | 0.42 | 0 | RAW | 18 | 0 | YES | YES |  | NO |  | 01-MAY-2025 4:03:31PM | [26 empty] | E1002 : Pradeep Sati | 10-SEP-2026 11:13:29AM | H1155 : Raushan Kumar
Admin Consumables | Tea Cup |  | AC103 | Tea Cup,,Glezd Ceramic,, | 69120010 | 0 | NOS | 0 | 0 | RAW | 18 | 0 | YES | YES |  | NO |  | 01-MAY-2025 4:03:31PM | [26 empty] | E1002 : Pradeep Sati | 26-MAR-2026 9:52:07AM | H1155 : Raushan Kumar
Admin Consumables | Sugar |  | AC104 | Sugar,,,,Transparent | 1701990 | 0 | KG | 60 | 0 | RAW | 18 | 0 | YES | YES |  | NO |  | 01-MAY-2025 4:03:31PM | [26 empty] | E1002 : Pradeep Sati | 18-AUG-2026 3:30:13PM | H1155 : Raushan Kumar
Admin Consumables | Green Tea |  | AC105 | Green Tea,Green,,Lipton, | 9021010 | 3 | NOS | 0 | 0 | RAW | 18 | 0 | YES | YES |  | NO |  | 01-MAY-2025 4:03:31PM | [26 empty] | E1002 : Pradeep Sati | 19-MAR-2026 2:51:54PM | H1155 : Raushan Kumar
Admin Consumables | Coffee |  | AC106 | Coffee ,Premix,,Brown Forth, | 21012010 | 18 | NOS | 400 | 0 | RAW | 18 | 0 | YES | YES |  | NO |  | 01-MAY-2025 4:03:31PM | [26 empty] | E1002 : Pradeep Sati | 18-AUG-2026 9:29:43AM | H1155 : Raushan Kumar
Admin Consumables | Coffee |  | AC107 | Coffee ,Light Sugar Premix,,California, | 21012010 | 0 | NOS | 0 | 0 | RAW | 18 | 0 | YES | YES |  | NO |  | 01-MAY-2025 4:03:31PM | [26 empty] | E1002 : Pradeep Sati | 14-MAY-2026 3:49:40PM | H1155 : Raushan Kumar
Admin Consumables | Lemon Tea |  | AC108 | Lemon Tea,Premix,,California, | 21012090 | 0 | NOS | 0 | 0 | RAW | 18 | 0 | YES | YES |  | NO |  | 01-MAY-2025 4:03:31PM | [26 empty] | E1002 : Pradeep Sati | 18-AUG-2026 3:30:13PM | H1155 : Raushan Kumar
Admin Consumables | Water Glass |  | AC109 | Water Glass,,Disposable,, | 48236900 | 0 | NOS | 0 | 0 | RAW | 18 | 0 | YES | YES |  | NO |  | 01-MAY-2025 4:03:31PM | [26 empty] | E1002 : Pradeep Sati
Admin Consumables | Cleaning Agents |  | AC11 | Cleaning Agents,Untensil cleaner,Exo , | 3402 | 0 | NOS | 0 | 0 | RAW | 18 | 0 | YES | YES |  | NO |  | 01-MAY-2025 4:03:30PM | [26 empty] | E1002 : Pradeep Sati
Admin Consumables | Water Glass |  | AC110 | Water Glass,,Silicon & Sodiyam Carbonate,,Borosil | 70169000 | 0 | NOS | 0 | 0 | RAW | 18 | 0 | YES | YES |  | NO |  | 01-MAY-2025 4:03:31PM | [26 empty] | E1002 : Pradeep Sati
Admin Consumables | Bottle Cover |  | AC111 | Bottle Cover,Water Bottle,Dia- 260 mm, Length-360 mm,Disposable, | 3923 | 1 | NOS | 220 | 0 | RAW | 18 | 0 | YES | YES |  | NO |  | 09-JUN-2025 2:24:02PM | [26 empty] | E1002 : Pradeep Sati | 17-NOV-2025 5:52:19PM | E1002 : Pradeep Sati
Admin Consumables | Cleaning Agents |  | AC112 | Cleaning Agents,Dish Wash liquid,VIM-Pril, | 3402 | 2 | NOS | 115 | 0 | RAW | 18 | 0 | YES | YES |  | NO |  | 10-JUN-2025 8:19:37PM | [26 empty] | E1002 : Pradeep Sati | 18-AUG-2026 9:25:06AM | H1155 : Raushan Kumar
Admin Consumables | Register Book |  | AC113 | Register Book,Attendance,, | 4901 | 0 | NOS | 0 | 0 | RAW | 18 | 0 | YES | YES |  | NO |  | 12-JUN-2025 1:03:22PM | [26 empty] | E1002 : Pradeep Sati
Admin Consumables | Ink |  | AC114 | Ink,Pigment,Blue,, | 32159090 | 0 | NOS | 0 | 0 | RAW | 18 | 0 | YES | YES |  | NO |  | 12-JUN-2025 1:03:22PM | [26 empty] | E1002 : Pradeep Sati
Admin Consumables | Ink |  | AC115 | Ink,Pigment,Black,, | 32159090 | 0 | NOS | 0 | 0 | RAW | 18 | 0 | YES | YES |  | NO |  | 12-JUN-2025 1:03:22PM | [26 empty] | E1002 : Pradeep Sati
Admin Consumables | Paper Sleeves |  | AC116 | Paper Sleeves,A4,Transparent,Poly, | 3923 | 347 | NOS | 220 | 0 | RAW | 18 | 0 | YES | YES |  | NO |  | 12-JUN-2025 1:03:22PM | [26 empty] | E1002 : Pradeep Sati | 09-SEP-2026 4:12:12PM | H1155 : Raushan Kumar
Admin Consumables | Paper Sleeves |  | AC117 | Paper Sleeves,A3,Transparent,Poly, | 3923 | 50 | NOS | 7 | 0 | RAW | 18 | 0 | YES | YES |  | NO |  | 12-JUN-2025 1:03:22PM | [26 empty] | E1002 : Pradeep Sati | 25-AUG-2025 2:38:48PM | H1155 : Raushan Kumar
Admin Consumables | Milk |  | AC118 | Milk,,,, | 4011010 | 0 | PKT | 0 | 0 | RAW | 18 | 0 | YES | YES |  | NO |  | 16-JUN-2025 2:09:39PM | [26 empty] | E1002 : Pradeep Sati
Admin Consumables | Cardamom |  | AC119 | Cardamom,Small,,,Green | 908 | 0 | PKT | 0 | 0 | RAW | 18 | 0 | YES | YES |  | NO |  | 16-JUN-2025 2:09:39PM | [26 empty] | E1002 : Pradeep Sati
Admin Consumables | Cleaning Agents |  | AC12 | Cleaning Agents,Sponge Wipe,, | 3402 | 0 | NOS | 0 | 0 | RAW | 18 | 0 | YES | YES |  | NO |  | 01-MAY-2025 4:03:30PM | [26 empty] | E1002 : Pradeep Sati | 05-JUN-2025 5:03:13PM | E1002 : Pradeep Sati
Admin Consumables | Biscuit |  | AC120 | Biscuit,,,Nutrichoice, | 19059020 | 0 | PKT | 22.5 | 0 | RAW | 18 | 0 | YES | YES |  | NO |  | 16-JUN-2025 2:09:39PM | [26 empty] | E1002 : Pradeep Sati | 17-AUG-2026 4:04:05PM | H1155 : Raushan Kumar
Admin Consumables | Biscuit |  | AC121 | Biscuit,Butter,,, | 19059020 | 0 | PKT | 22.5 | 0 | RAW | 18 | 0 | YES | YES |  | NO |  | 16-JUN-2025 2:09:39PM | [26 empty] | E1002 : Pradeep Sati | 29-JUL-2026 11:34:29AM | H1155 : Raushan Kumar
Admin Consumables | Biscuit |  | AC122 | Biscuit,Chocolate,,, | 19059020 | 0 | PKT | 20 | 0 | RAW | 18 | 0 | YES | YES |  | NO |  | 16-JUN-2025 2:09:39PM | [26 empty] | E1002 : Pradeep Sati | 01-MAY-2026 11:44:04AM | H1155 : Raushan Kumar
Admin Consumables | Namkeen |  | AC123 | Namkeen,,,Haldiram, | 210690 | 0 | PKT | 95 | 0 | RAW | 18 | 0 | YES | YES |  | NO |  | 16-JUN-2025 2:09:39PM | [26 empty] | E1002 : Pradeep Sati | 17-AUG-2026 4:04:05PM | H1155 : Raushan Kumar
Admin Consumables | Cleaning Agents |  | AC124 | Cleaning Agents,Odonil,Dabur, | 33074100 | 12 | PKT | 39 | 0 | RAW | 18 | 0 | YES | YES |  | NO |  | 16-JUN-2025 2:09:39PM | [26 empty] | E1002 : Pradeep Sati | 03-JUN-2026 12:47:32PM | H1155 : Raushan Kumar
Admin Consumables | Cleaning Agents |  | AC125 | Cleaning Agents,R9 - Acid,Taski, | 34022090 | 0 | LTR | 18 | 0 | RAW | 18 | 0 | YES | YES |  | NO |  | 16-JUN-2025 2:09:39PM | [26 empty] | E1002 : Pradeep Sati | 10-JUN-2026 3:21:48PM | H1155 : Raushan Kumar
Admin Consumables | Cleaning Agents |  | AC126 | Cleaning Agents,Toilet Brush,, | 96032900 | 2 | NOS | 40 | 0 | RAW | 18 | 0 | YES | YES |  | NO |  | 16-JUN-2025 2:09:39PM | [26 empty] | E1002 : Pradeep Sati | 07-APR-2026 4:58:34PM | H1155 : Raushan Kumar
Admin Consumables | Cleaning Agents |  | AC127 | Cleaning Agents,Dust Controller,, | 84213990 | 0 | NOS | 240 | 0 | RAW | 18 | 0 | YES | YES |  | NO |  | 16-JUN-2025 2:09:39PM | [26 empty] | E1002 : Pradeep Sati | 07-SEP-2026 12:46:53PM | H1155 : Raushan Kumar
Admin Consumables | Cleaning Agents |  | AC128 | Cleaning Agents,Glass Duster,, | 630710 | 0 | NOS | 0 | 0 | RAW | 18 | 0 | YES | YES |  | NO |  | 16-JUN-2025 2:09:39PM | [26 empty] | E1002 : Pradeep Sati | 23-SEP-2025 2:53:23PM | H1155 : Raushan Kumar
Admin Consumables | Cleaning Agents |  | AC129 | Cleaning Agents,Fragrance Oil-Lemongrass,Air Rama, | 3302 | 0 | NOS | 278.82 | 0 | RAW | 18 | 0 | YES | YES |  | NO |  | 16-JUN-2025 2:09:39PM | [26 empty] | E1002 : Pradeep Sati | 19-SEP-2025 11:43:52AM | E1002 : Pradeep Sati
Admin Consumables | Cleaning Agents |  | AC13 | Cleaning Agents,Broom,Phool, | 9603 | 1 | NOS | 100 | 0 | RAW | 18 | 0 | YES | YES |  | NO |  | 01-MAY-2025 4:03:30PM | [26 empty] | E1002 : Pradeep Sati | 09-SEP-2026 11:32:50AM | H1155 : Raushan Kumar
Admin Consumables | Bag |  | AC130 | Bag,Tool Bag,Nylon,Polyester,Absstem,Gray | 4202 | 0 | NOS | 0 | 0 | RAW | 18 | 0 | YES | YES |  | NO |  | 26-JUN-2025 1:27:25PM | [26 empty] | E1002 : Pradeep Sati
Admin Consumables | Cleaning Agents |  | AC131 | Cleaning Agents,Shampoo-Pouch,, | 33051090 | 0 | NOS | 0.99 | 0 | RAW | 18 | 0 | YES | YES |  | NO |  | 08-JUL-2025 3:51:20PM | [26 empty] | E1002 : Pradeep Sati | 18-SEP-2025 11:17:22AM | H1155 : Raushan Kumar
Admin Consumables | Cleaning Agents |  | AC132 | Cleaning Agents,R2- Floor Cleaner,Taski, | 3402 | 0 | NOS | 1068 | 0 | RAW | 18 | 0 | YES | YES |  | NO |  | 19-JUL-2025 12:59:48PM | [26 empty] | E1002 : Pradeep Sati | 18-AUG-2026 9:25:06AM | H1155 : Raushan Kumar
Admin Consumables | Cleaning Agents |  | AC133 | Cleaning Agents,Wiper,SS,, | 3402 | 1 | LTR | 0 | 0 | RAW | 18 | 0 | YES | YES |  | NO |  | 12-AUG-2025 4:25:30PM | [26 empty] | E1002 : Pradeep Sati | 17-NOV-2025 5:52:19PM | E1002 : Pradeep Sati
Admin Consumables | Pin |  | AC134 | Pin,U,MS, | 8305 | 20 | NOS | 0 | 0 | RAW | 18 | 0 | YES | YES |  | NO |  | 12-AUG-2025 4:27:21PM | [26 empty] | E1002 : Pradeep Sati | 17-NOV-2025 5:52:19PM | E1002 : Pradeep Sati
Admin Consumables | Pin |  | AC135 | Pin,Board,MS, | 7317 | 1 | NOS | 70 | 0 | RAW | 18 | 0 | YES | YES |  | NO |  | 12-AUG-2025 4:27:21PM | [26 empty] | E1002 : Pradeep Sati | 01-JUL-2026 11:47:21AM | H1155 : Raushan Kumar
Admin Consumables | Tarpulin Sheet |  | AC136 | Tarpulin Sheet,18 Feet X 36 Feet,Polypropylene, | 6306 | 0 | NOS | 1750 | 0 | RAW | 18 | 0 | YES | YES |  | NO |  | 29-AUG-2025 7:44:42PM | [26 empty] | E1002 : Pradeep Sati | 19-JUN-2026 11:09:10AM | H1155 : Raushan Kumar
Admin Consumables | Tarpulin Sheet |  | AC137 | Tarpulin Sheet,24 Feet X 18 Feet,Polypropylene, | 3214 | 0 | NOS | 1150 | 0 | RAW | 18 | 0 | YES | YES |  | NO |  | 30-AUG-2025 6:40:43PM | [26 empty] | E1002 : Pradeep Sati
Admin Consumables | Cleaning Agents |  | AC138 | Cleaning Agents,Towel Rod,SS,, | 8302 | 0 | NOS | 250 | 0 | RAW | 18 | 0 | YES | YES |  | NO |  | 03-SEP-2025 12:30:02PM | [26 empty] | E1002 : Pradeep Sati
Admin Consumables | Cleaning Agents |  | AC139 | Cleaning Agents,Shop Case,SS,, | 4202 | 0 | NOS | 130 | 0 | RAW | 18 | 0 | YES | YES |  | NO |  | 03-SEP-2025 12:30:02PM | [26 empty] | E1002 : Pradeep Sati
Admin Consumables | Cleaning Agents |  | AC14 | Cleaning Agents,Broom,Seekh, | 9603 | 2 | NOS | 35 | 0 | RAW | 18 | 0 | YES | YES |  | NO |  | 01-MAY-2025 4:03:30PM | [26 empty] | E1002 : Pradeep Sati | 07-SEP-2026 12:46:53PM | H1155 : Raushan Kumar
Admin Consumables | Cleaning Agents |  | AC140 | Cleaning Agents,Helthposit Pipe,SS,, | 3922 | 0 | NOS | 250 | 0 | RAW | 18 | 0 | YES | YES |  | NO |  | 03-SEP-2025 12:30:02PM | [26 empty] | E1002 : Pradeep Sati
Admin Consumables | Cleaning Agents |  | AC141 | Cleaning Agents,Fragrance Oil-Japanese Rose,Air Rama, | 3302 | 0 | NOS | 295.76 | 0 | RAW | 18 | 0 | YES | YES |  | NO |  | 19-SEP-2025 11:43:59AM | [26 empty] | E1002 : Pradeep Sati
Admin Consumables | Cleaning Agents |  | AC142 | Cleaning Agents,Fragrance Oil-English Ocean,Air Rama, | 3302 | 0 | NOS | 278.82 | 0 | RAW | 18 | 0 | YES | YES |  | NO |  | 19-SEP-2025 11:43:59AM | [26 empty] | E1002 : Pradeep Sati
Admin Consumables | Cleaning Agents |  | AC143 | Cleaning Agents,Fragrance Oil Diffuser,Ceramic,, | 84798999 | 0 | NOS | 0 | 0 | RAW | 18 | 0 | YES | YES |  | NO |  | 19-SEP-2025 11:43:59AM | [26 empty] | E1002 : Pradeep Sati
Admin Consumables | Salt |  | AC144 | Salt,Black,,Catch, | 2501 | 0 | NOS | 45 | 0 | RAW | 18 | 0 | YES | YES |  | NO |  | 25-SEP-2025 4:46:07PM | [26 empty] | E1002 : Pradeep Sati | 17-AUG-2026 4:04:05PM | H1155 : Raushan Kumar
Admin Consumables | Chair Spare |  | AC145 | Chair Spare,Wheel,, | 8302 | 0 | NOS | 26 | 0 | RAW | 18 | 0 | YES | YES |  | NO |  | 11-OCT-2025 4:26:40PM | [26 empty] | E1002 : Pradeep Sati
Admin Consumables | Chair Spare |  | AC146 | Chair Spare,Handle PU Pad,, | 9403 | 0 | NOS | 265 | 0 | RAW | 18 | 0 | YES | YES |  | NO |  | 11-OCT-2025 4:26:40PM | [26 empty] | E1002 : Pradeep Sati
Admin Consumables | Fire Extinguisher Spare |  | AC147 | Fire Extinguisher Spare,Syphon Pipe,,Star Fire Safety | 84249000 | 0 | NOS | 165 | 0 | RAW | 18 | 0 | YES | YES |  | NO |  | 13-OCT-2025 12:35:02PM | [26 empty] | E1002 : Pradeep Sati | 16-OCT-2025 12:24:42PM | H1155 : Raushan Kumar
Admin Consumables | Tarpulin Sheet |  | AC148 | Tarpulin Sheet,24 Feet X 12 Feet,Polypropylene,Jai Bala Ji | 6306 | 0 | NOS | 1150 | 0 | RAW | 18 | 0 | YES | YES |  | NO |  | 14-OCT-2025 4:39:29PM | [26 empty] | E1002 : Pradeep Sati | 19-JUN-2026 11:09:10AM | H1155 : Raushan Kumar
Admin Consumables | Ink |  | AC149 | Ink,Dry-Tonner,Black,,Brother | 37079090 | 0 | NOS | 230 | 0 | RAW | 18 | 0 | YES | YES |  | NO |  | 11-NOV-2025 12:05:40PM | [26 empty] | E1002 : Pradeep Sati | 05-MAY-2026 4:06:24PM | H1155 : Raushan Kumar
Admin Consumables | Cleaning Agents |  | AC15 | Cleaning Agents,Broom Stick,, | 9603 | 0 | NOS | 0 | 0 | RAW | 18 | 0 | YES | YES |  | NO |  | 01-MAY-2025 4:03:30PM | [26 empty] | E1002 : Pradeep Sati | 12-JUL-2025 3:31:22PM | H1155 : Raushan Kumar
Admin Consumables | Ink |  | AC150 | Ink,Dry-Tonner,Black,,Canon | 37079090 | 0 | NOS | 230 | 0 | RAW | 18 | 0 | YES | YES |  | NO |  | 11-NOV-2025 12:05:40PM | [26 empty] | E1002 : Pradeep Sati | 18-NOV-2025 12:46:44PM | H1155 : Raushan Kumar
Admin Consumables | Cleaning Agents |  | AC151 | Cleaning Agents,Handwash Dispenser-1Ltr,SS,Push Press-Wall Mounted, | 3924 | 0 | NOS | 0 | 0 | RAW | 18 | 0 | YES | YES |  | NO |  | 04-DEC-2025 3:57:02PM | [26 empty] | E1002 : Pradeep Sati
Admin Consumables | Cleaning Agents |  | AC152 | Cleaning Agents,Dust Pen,Plastic,, | 9603 | 0 | NOS | 25 | 0 | RAW | 18 | 0 | YES | YES |  | NO |  | 13-MAR-2026 4:10:14PM | [26 empty] | E1002 : Pradeep Sati | 19-MAR-2026 2:51:54PM | H1155 : Raushan Kumar
Admin Consumables | Cleaning Agents |  | AC153 | Cleaning Agents,K-2 (Pickling Paste),,, | 3506 | 0 | NOS | 820 | 0 | RAW | 18 | 0 | YES | YES |  | NO |  | 16-MAR-2026 12:20:37PM | [26 empty] | E1002 : Pradeep Sati | 21-MAR-2026 9:49:05AM | H1155 : Raushan Kumar
Admin Consumables | Cleaning Agents |  | AC154 | Cleaning Agents,Feather Brush,,, | 9603 | 0 | NOS | 40 | 0 | RAW | 18 | 0 | YES | YES |  | NO |  | 10-JUN-2026 3:31:37PM | [26 empty] | E1002 : Pradeep Sati | 12-JUN-2026 9:27:07AM | H1155 : Raushan Kumar
Admin Consumables | Cleaning Agents |  | AC155 | Cleaning Agents,Room Rreshner-250 ml,,AirWick, | 3402 | 3 | NOS | 299 | 0 | RAW | 18 | 0 | YES | YES |  | NO |  | 01-JUL-2026 3:25:03PM | [26 empty] | E1002 : Pradeep Sati | 18-AUG-2026 9:25:06AM | H1155 : Raushan Kumar
Admin Consumables | Tarpulin Sheet |  | AC156 | Tarpulin Sheet,20 Feet X 30 Feet,Polypropylene, | 3926 | 4 | NOS | 1300 | 0 | RAW | 18 | 0 | YES | YES |  | NO |  | 16-JUL-2026 3:06:21PM | [26 empty] | E1002 : Pradeep Sati | 24-AUG-2026 2:31:25PM | H1155 : Raushan Kumar
Admin Consumables | Cleaning Agents |  | AC16 | Cleaning Agents,Toilet Cleaner,Harpic, | 3402 | 1 | NOS | 240 | 0 | RAW | 18 | 0 | YES | YES |  | NO |  | 01-MAY-2025 4:03:30PM | [26 empty] | E1002 : Pradeep Sati | 18-AUG-2026 9:25:07AM | H1155 : Raushan Kumar
Admin Consumables | Cleaning Agents |  | AC17 | Cleaning Agents,Washing Powder,Nirma, | 3402 | 4 | NOS | 26 | 0 | RAW | 18 | 0 | YES | YES |  | NO |  | 01-MAY-2025 4:03:30PM | [26 empty] | E1002 : Pradeep Sati | 19-MAR-2026 2:51:54PM | H1155 : Raushan Kumar
Admin Consumables | Cleaning Agents |  | AC18 | Cleaning Agents,Wiper,Plastic,, | 3402 | 0 | NOS | 120 | 0 | RAW | 18 | 0 | YES | YES |  | NO |  | 01-MAY-2025 4:03:30PM | [26 empty] | E1002 : Pradeep Sati | 29-SEP-2025 12:08:36PM | H1155 : Raushan Kumar
Admin Consumables | Cleaning Agents |  | AC19 | Cleaning Agents,Insect Repellent,Hit - Black, | 3402 | 2 | NOS | 184 | 0 | RAW | 18 | 0 | YES | YES |  | NO |  | 01-MAY-2025 4:03:30PM | [26 empty] | E1002 : Pradeep Sati | 17-AUG-2026 4:04:05PM | H1155 : Raushan Kumar
Admin Consumables | Cleaning Agents |  | AC2 | Cleaning Agents,Phenyl Balls,,White | 3402 | 22 | NOS | 25 | 0 | RAW | 18 | 0 | YES | YES |  | NO |  | 01-MAY-2025 4:03:30PM | [26 empty] | E1002 : Pradeep Sati | 07-AUG-2026 3:09:14PM | H1155 : Raushan Kumar
Admin Consumables | Cleaning Agents |  | AC20 | Cleaning Agents,Insect Repellent,Hit - Red ( Gel), | 3402 | 3 | NOS | 184 | 0 | RAW | 18 | 0 | YES | YES |  | NO |  | 01-MAY-2025 4:03:30PM | [26 empty] | E1002 : Pradeep Sati | 07-APR-2026 4:58:34PM | H1155 : Raushan Kumar
Admin Consumables | Cleaning Agents |  | AC21 | Cleaning Agents,Mop,, | 3402 | 9 | NOS | 30 | 0 | RAW | 18 | 0 | YES | YES |  | NO |  | 01-MAY-2025 4:03:30PM | [26 empty] | E1002 : Pradeep Sati | 29-JUL-2026 11:34:29AM | H1155 : Raushan Kumar
Admin Consumables | Cleaning Agents |  | AC22 | Cleaning Agents,Door Mat,, | 3402 | 0 | NOS | 360 | 0 | RAW | 18 | 0 | YES | YES |  | NO |  | 01-MAY-2025 4:03:30PM | [26 empty] | E1002 : Pradeep Sati | 03-JUN-2026 12:47:32PM | H1155 : Raushan Kumar
Admin Consumables | Cleaning Agents |  | AC23 | Cleaning Agents,Micro Fiber Cloth,, | 3402 | 1 | NOS | 40 | 0 | RAW | 18 | 0 | YES | YES |  | NO |  | 01-MAY-2025 4:03:30PM | [26 empty] | E1002 : Pradeep Sati | 26-FEB-2026 1:42:18PM | H1155 : Raushan Kumar
Admin Consumables | Cleaning Agents |  | AC24 | Cleaning Agents,Spray Bottle for R5,, | 3402 | 0 | NOS | 30 | 0 | RAW | 18 | 0 | YES | YES |  | NO |  | 01-MAY-2025 4:03:30PM | [26 empty] | E1002 : Pradeep Sati | 29-SEP-2025 12:08:36PM | H1155 : Raushan Kumar
Admin Consumables | Cleaning Agents |  | AC25 | Cleaning Agents,In Cisterin toilet cleaner,Harpic - Flushmatic, | 3402 | 5 | NOS | 145 | 0 | RAW | 18 | 0 | YES | YES |  | NO |  | 01-MAY-2025 4:03:30PM | [26 empty] | E1002 : Pradeep Sati | 07-AUG-2026 3:09:14PM | H1155 : Raushan Kumar
Admin Consumables | Cleaning Agents |  | AC26 | Cleaning Agents,Untensil Scrub,, | 3402 | 2 | NOS | 20 | 0 | RAW | 18 | 0 | YES | YES |  | NO |  | 01-MAY-2025 4:03:30PM | [26 empty] | E1002 : Pradeep Sati | 18-AUG-2026 9:25:07AM | H1155 : Raushan Kumar
Admin Consumables | Cleaning Agents |  | AC27 | Cleaning Agents,Sanitizer,, | 3402 | 0 | NOS | 0 | 0 | RAW | 18 | 0 | YES | YES |  | NO |  | 01-MAY-2025 4:03:30PM | [26 empty] | E1002 : Pradeep Sati
Admin Consumables | Cleaning Agents |  | AC28 | Cleaning Agents,Urinal cubes,,, | 3402 | 5 | NOS | 120 | 0 | RAW | 18 | 0 | YES | YES |  | NO |  | 01-MAY-2025 4:03:30PM | [26 empty] | E1002 : Pradeep Sati | 18-AUG-2026 9:25:06AM | H1155 : Raushan Kumar
Admin Consumables | Tarpulin Sheet |  | AC29 | Tarpulin Sheet,16 Feet X 12 Feet,Polypropylene, | 6306 | 0 | NOS | 0 | 0 | RAW | 18 | 0 | YES | YES |  | NO |  | 01-MAY-2025 4:03:30PM | [26 empty] | E1002 : Pradeep Sati
Admin Consumables | Cleaning Agents |  | AC3 | Cleaning Agents,Room Rreshner,Godrej, | 3402 | 1 | NOS | 120 | 0 | RAW | 18 | 0 | YES | YES |  | NO |  | 01-MAY-2025 4:03:30PM | [26 empty] | E1002 : Pradeep Sati | 09-SEP-2026 11:32:50AM | H1155 : Raushan Kumar
Admin Consumables | Tarpulin Sheet |  | AC30 | Tarpulin Sheet,40 Feet X 20 Feet,Polypropylene, | 6306 | 0 | NOS | 0 | 0 | RAW | 18 | 0 | YES | YES |  | NO |  | 01-MAY-2025 4:03:30PM | [26 empty] | E1002 : Pradeep Sati
Admin Consumables | Diary |  | AC31 | Diary,With Graph,225 X 160 mm,,Absstem,Gray,Elastic Pen Holder, Ribbon Bookmark | 4901 | 276 | NOS | 0 | 0 | RAW | 18 | 0 | YES | YES |  | NO |  | 01-MAY-2025 4:03:30PM | [26 empty] | E1002 : Pradeep Sati | 18-JUN-2026 10:18:52AM | H1160 : retired admin
Admin Consumables | Diary |  | AC32 | Diary,,225 X 160 mm,,Absstem,Gray,Elastic Pen Holder, Ribbon Bookmark | 4901 | 9 | NOS | 0 | 0 | RAW | 18 | 0 | YES | YES |  | NO |  | 01-MAY-2025 4:03:30PM | [26 empty] | E1002 : Pradeep Sati | 19-MAR-2026 4:36:18PM | H1155 : Raushan Kumar
Admin Consumables | Paper Sheet |  | AC33 | Paper Sheet,A3,75 GSM,,Century,White | 4802 | 46 | NOS | 0 | 0 | RAW | 18 | 0 | YES | YES |  | NO |  | 01-MAY-2025 4:03:30PM | [26 empty] | E1002 : Pradeep Sati | 17-NOV-2025 5:52:19PM | E1002 : Pradeep Sati
Admin Consumables | Paper Sheet |  | AC34 | Paper Sheet,A4,75 GSM,,Spectra,White | 4802 | 10 | NOS | 230 | 0 | RAW | 18 | 0 | YES | YES |  | NO |  | 01-MAY-2025 4:03:30PM | [26 empty] | E1002 : Pradeep Sati | 26-AUG-2026 2:57:15PM | H1155 : Raushan Kumar
Admin Consumables | Paper Sheet |  | AC35 | Paper Sheet,Carbon,5-10 Micron,Carbon Fiber Sheet,kangaro,Blue | 4802 | 0 | NOS | 0 | 0 | RAW | 18 | 0 | YES | YES |  | NO |  | 01-MAY-2025 4:03:30PM | [26 empty] | E1002 : Pradeep Sati | 02-JUL-2026 10:13:13AM | H1155 : Raushan Kumar
Admin Consumables | Paper Sheet |  | AC36 | Paper Sheet,Carbon,5-10 Micron,Carbon Fiber Sheet,kangaro,Black | 4802 | 0 | NOS | 0 | 0 | RAW | 18 | 0 | YES | YES |  | NO |  | 01-MAY-2025 4:03:30PM | [26 empty] | E1002 : Pradeep Sati
Admin Consumables | Paper Sheet |  | AC37 | Paper Sheet,Bond Paper-A4,90 GSM,,JK,White | 4802 | 0 | NOS | 150 | 0 | RAW | 18 | 0 | YES | YES |  | NO |  | 01-MAY-2025 4:03:30PM | [26 empty] | E1002 : Pradeep Sati | 16-MAY-2026 11:30:41AM | H1155 : Raushan Kumar
Admin Consumables | Shoe Cover |  | AC38 | Shoe Cover,Disposable,35 Micron,Plastic,,Blue | 6403 | 200 | NOS | 0 | 0 | RAW | 18 | 0 | YES | YES |  | NO |  | 01-MAY-2025 4:03:30PM | [26 empty] | E1002 : Pradeep Sati | 17-NOV-2025 5:52:19PM | E1002 : Pradeep Sati
Admin Consumables | Head Cover |  | AC39 | Head Cover,Disposable,,Plastic,,Blue | 6403 | 80 | NOS | 0.48 | 0 | RAW | 18 | 0 | YES | YES |  | NO |  | 01-MAY-2025 4:03:30PM | [26 empty] | E1002 : Pradeep Sati | 17-NOV-2025 5:52:19PM | E1002 : Pradeep Sati
Admin Consumables | Cleaning Agents |  | AC4 | Cleaning Agents,Room Rreshner,Uni Wick, | 3402 | 0 | NOS | 0 | 0 | RAW | 18 | 0 | YES | YES |  | NO |  | 01-MAY-2025 4:03:30PM | [26 empty] | E1002 : Pradeep Sati
Admin Consumables | Office File |  | AC40 | Office File,Cobra,350 X 265 mm,,Unique | 3926 | 8 | NOS | 15 | 0 | RAW | 18 | 0 | YES | YES |  | NO |  | 01-MAY-2025 4:03:30PM | [26 empty] | E1002 : Pradeep Sati | 22-AUG-2026 2:45:17PM | H1155 : Raushan Kumar
Admin Consumables | Office File |  | AC41 | Office File,Index,350 X 265 mm,,Classmate | 3926 | 2 | NOS | 0 | 0 | RAW | 18 | 0 | YES | YES |  | NO |  | 01-MAY-2025 4:03:30PM | [26 empty] | E1002 : Pradeep Sati | 04-JUN-2026 12:30:31PM | H1155 : Raushan Kumar
Admin Consumables | Eraser |  | AC42 | Eraser,Rubber,,Natraj | 4016 | 7 | NOS | 0 | 0 | RAW | 18 | 0 | YES | YES |  | NO |  | 01-MAY-2025 4:03:30PM | [26 empty] | E1002 : Pradeep Sati | 17-NOV-2025 5:52:19PM | E1002 : Pradeep Sati
Admin Consumables | Stapler Pin |  | AC43 | Stapler Pin,Big - Plier,24/7-1M,MS,Kangaro | 8305 | 8 | NOS | 0 | 0 | RAW | 18 | 0 | YES | YES |  | NO |  | 01-MAY-2025 4:03:30PM | [26 empty] | E1002 : Pradeep Sati | 13-FEB-2026 10:53:27AM | H1155 : Raushan Kumar
Admin Consumables | Stapler Pin |  | AC44 | Stapler Pin,Small - Desktop,10-1M,MS,Kangaro | 8305 | 1 | NOS | 5.5 | 0 | RAW | 18 | 0 | YES | YES |  | NO |  | 01-MAY-2025 4:03:30PM | [26 empty] | E1002 : Pradeep Sati | 17-AUG-2026 2:56:52PM | H1155 : Raushan Kumar
Admin Consumables | Stapler |  | AC45 | Stapler,Desktop,,Kangaro | 8305 | 1 | NOS | 0 | 0 | RAW | 18 | 0 | YES | YES |  | NO |  | 01-MAY-2025 4:03:30PM | [26 empty] | E1002 : Pradeep Sati | 17-NOV-2025 5:52:19PM | E1002 : Pradeep Sati
Admin Consumables | Stapler |  | AC46 | Stapler,Plier,,Kangaro | 8305 | 4 | NOS | 0 | 0 | RAW | 18 | 0 | YES | YES |  | NO |  | 01-MAY-2025 4:03:30PM | [26 empty] | E1002 : Pradeep Sati | 13-FEB-2026 10:53:27AM | H1155 : Raushan Kumar
Admin Consumables | Bag |  | AC47 | Bag,Laptop Bag,Synthetic Leather,Absstem, | 4202 | 0 | NOS | 0 | 0 | RAW | 18 | 0 | YES | YES |  | NO |  | 01-MAY-2025 4:03:30PM | [26 empty] | E1002 : Pradeep Sati | 05-JUN-2025 5:03:26PM | E1002 : Pradeep Sati
Admin Consumables | Bag |  | AC48 | Bag,Carry Bag,Paper,Absstem, | 4202 | 265 | NOS | 0 | 0 | RAW | 18 | 0 | YES | YES |  | NO |  | 01-MAY-2025 4:03:30PM | [26 empty] | E1002 : Pradeep Sati | 17-NOV-2025 5:52:20PM | E1002 : Pradeep Sati
Admin Consumables | Bag |  | AC49 | Bag,Poly Bag-Small,Polyethylene,,Black | 4202 | 95 | NOS | 8.55 | 0 | RAW | 18 | 0 | YES | YES |  | NO |  | 01-MAY-2025 4:03:30PM | [26 empty] | E1002 : Pradeep Sati | 18-AUG-2026 9:25:06AM | H1155 : Raushan Kumar
Admin Consumables | Cleaning Agents |  | AC5 | Cleaning Agents,Room Rreshner,Taski - R5, | 3402 | 0 | NOS | 1147 | 0 | RAW | 18 | 0 | YES | YES |  | NO |  | 01-MAY-2025 4:03:30PM | [26 empty] | E1002 : Pradeep Sati | 19-MAR-2026 2:51:54PM | H1155 : Raushan Kumar
Admin Consumables | Bag |  | AC50 | Bag,Poly Bag-Big,Polyethylene,,Black | 4202 | 14 | NOS | 28.26 | 0 | RAW | 18 | 0 | YES | YES |  | NO |  | 01-MAY-2025 4:03:30PM | [26 empty] | E1002 : Pradeep Sati | 18-AUG-2026 9:25:06AM | H1155 : Raushan Kumar
Admin Consumables | Stamp |  | AC51 | Stamp,Self linked,Round,Synthetic Rubber,Absstem Technologies LLP. | 9704 | 0 | NOS | 0 | 0 | RAW | 18 | 0 | YES | YES |  | NO |  | 01-MAY-2025 4:03:30PM | [26 empty] | E1002 : Pradeep Sati
Admin Consumables | Stamp |  | AC52 | Stamp,Self linked,Round,Synthetic Rubber,Absstem Industrial Solution Pvt. Ltd. | 9704 | 0 | NOS | 0 | 0 | RAW | 18 | 0 | YES | YES |  | NO |  | 01-MAY-2025 4:03:30PM | [26 empty] | E1002 : Pradeep Sati
Admin Consumables | Stamp |  | AC53 | Stamp,Self linked,Rectanglar,Synthetic Rubber,Master Copy | 9704 | 0 | NOS | 0 | 0 | RAW | 18 | 0 | YES | YES |  | NO |  | 01-MAY-2025 4:03:30PM | [26 empty] | E1002 : Pradeep Sati
Admin Consumables | Stamp |  | AC54 | Stamp,Self linked,Rectanglar,Synthetic Rubber,Absolute | 9704 | 0 | NOS | 0 | 0 | RAW | 18 | 0 | YES | YES |  | NO |  | 01-MAY-2025 4:03:30PM | [26 empty] | E1002 : Pradeep Sati
Admin Consumables | Stamp |  | AC55 | Stamp,Self linked,Rectanglar,Synthetic Rubber,Control Copy | 9704 | 0 | NOS | 0 | 0 | RAW | 18 | 0 | YES | YES |  | NO |  | 01-MAY-2025 4:03:30PM | [26 empty] | E1002 : Pradeep Sati
Admin Consumables | Stamp |  | AC56 | Stamp,Self linked,Rectanglar,Synthetic Rubber,Director - Absstem Industrial Solutions Pvt. Ltd. | 9704 | 0 | NOS | 0 | 0 | RAW | 18 | 0 | YES | YES |  | NO |  | 01-MAY-2025 4:03:30PM | [26 empty] | E1002 : Pradeep Sati
Admin Consumables | Stamp |  | AC57 | Stamp,Self linked,Rectanglar,Synthetic Rubber,Designated Partner - Absstem Technologies LLP | 9704 | 0 | NOS | 0 | 0 | RAW | 18 | 0 | YES | YES |  | NO |  | 01-MAY-2025 4:03:30PM | [26 empty] | E1002 : Pradeep Sati
Admin Consumables | Stamp |  | AC58 | Stamp,Self linked,Rectanglar,Synthetic Rubber,Inward- Absstem Industrial Solutions Pvt. Ltd. | 9704 | 0 | NOS | 0 | 0 | RAW | 18 | 0 | YES | YES |  | NO |  | 01-MAY-2025 4:03:30PM | [26 empty] | E1002 : Pradeep Sati
Admin Consumables | Stamp |  | AC59 | Stamp,Self linked,Rectanglar,Synthetic Rubber,Inward - Absstem Technologies LLP. | 9704 | 0 | NOS | 800 | 0 | RAW | 18 | 0 | YES | YES |  | NO |  | 01-MAY-2025 4:03:30PM | [26 empty] | E1002 : Pradeep Sati | 18-AUG-2026 3:38:33PM | H1155 : Raushan Kumar
Admin Consumables | Cleaning Agents |  | AC6 | Cleaning Agents,Hand Wash,Taski, | 3402 | 0 | NOS | 627 | 0 | RAW | 18 | 0 | YES | YES |  | NO |  | 01-MAY-2025 4:03:30PM | [26 empty] | E1002 : Pradeep Sati | 11-NOV-2025 10:52:34AM | H1155 : Raushan Kumar
Admin Consumables | Stamp |  | AC60 | Stamp,Self linked,Rectanglar,Synthetic Rubber,Outward - Absstem Industrial Solutions Pvt. Ltd. | 9704 | 0 | NOS | 0 | 0 | RAW | 18 | 0 | YES | YES |  | NO |  | 01-MAY-2025 4:03:30PM | [26 empty] | E1002 : Pradeep Sati
Admin Consumables | Stamp |  | AC61 | Stamp,Self linked,Rectanglar,Synthetic Rubber,Outward - Absstem Technologies LLP. | 9704 | 0 | NOS | 0 | 0 | RAW | 18 | 0 | YES | YES |  | NO |  | 01-MAY-2025 4:03:30PM | [26 empty] | E1002 : Pradeep Sati
Admin Consumables | Stir Sticks |  | AC62 | Stir Sticks,Wood, | 4404 | 0 | NOS | 0 | 0 | RAW | 18 | 0 | YES | YES |  | NO |  | 01-MAY-2025 4:03:30PM | [26 empty] | E1002 : Pradeep Sati
Admin Consumables | Gift-Pack |  | AC63 | Gift-Pack,Welcome-Kit,Absstem-W1 | 4823 | 0 | NOS | 21 | 0 | RAW | 18 | 0 | YES | YES |  | NO |  | 01-MAY-2025 4:03:30PM | [26 empty] | E1002 : Pradeep Sati | 17-MAR-2026 2:39:23PM | H1155 : Raushan Kumar
Admin Consumables | Sharpener |  | AC64 | Sharpener,Pencil,PVC/MS,Natraj | 8460 | 17 | NOS | 35 | 0 | RAW | 18 | 0 | YES | YES |  | NO |  | 01-MAY-2025 4:03:30PM | [26 empty] | E1002 : Pradeep Sati | 20-MAR-2026 9:35:09AM | H1155 : Raushan Kumar
Admin Consumables | Pen |  | AC65 | Pen,Ball,Blue,, | 9608 | 40 | NOS | 7 | 0 | RAW | 18 | 0 | YES | YES |  | NO |  | 01-MAY-2025 4:03:30PM | [26 empty] | E1002 : Pradeep Sati | 17-AUG-2026 2:58:54PM | H1155 : Raushan Kumar
Admin Consumables | Pen |  | AC66 | Pen,Ball,Red,, | 9608 | 0 | NOS | 0 | 0 | RAW | 18 | 0 | YES | YES |  | NO |  | 01-MAY-2025 4:03:30PM | [26 empty] | E1002 : Pradeep Sati | 05-JUN-2025 5:03:10PM | E1002 : Pradeep Sati
Admin Consumables | Pen |  | AC67 | Pen,Pencil,Black,,Natraj | 9608 | 1 | NOS | 35 | 0 | RAW | 18 | 0 | YES | YES |  | NO |  | 01-MAY-2025 4:03:30PM | [26 empty] | E1002 : Pradeep Sati | 08-MAY-2026 11:00:43AM | H1155 : Raushan Kumar
Admin Consumables | Pen |  | AC68 | Pen,Whitner,White,,Luxar | 5201 | 4 | NOS | 0 | 0 | RAW | 18 | 0 | YES | YES |  | NO |  | 01-MAY-2025 4:03:30PM | [26 empty] | E1002 : Pradeep Sati | 17-NOV-2025 5:52:20PM | E1002 : Pradeep Sati
Admin Consumables | Pen |  | AC69 | Pen,Temporary Marker,Black,,Camlin | 9608 | 10 | NOS | 0 | 0 | RAW | 18 | 0 | YES | YES |  | NO |  | 01-MAY-2025 4:03:30PM | [26 empty] | E1002 : Pradeep Sati | 13-APR-2026 1:40:46PM | H1155 : Raushan Kumar
Admin Consumables | Cleaning Agents |  | AC7 | Cleaning Agents,Glass Cleaner,Colin, | 3402 | 4 | NOS | 0 | 0 | RAW | 18 | 0 | YES | YES |  | NO |  | 01-MAY-2025 4:03:30PM | [26 empty] | E1002 : Pradeep Sati | 07-APR-2026 4:58:34PM | H1155 : Raushan Kumar
Admin Consumables | Pen |  | AC70 | Pen,Temporary Marker,Red,,Camlin | 9608 | 0 | NOS | 0 | 0 | RAW | 18 | 0 | YES | YES |  | NO |  | 01-MAY-2025 4:03:30PM | [26 empty] | E1002 : Pradeep Sati
Admin Consumables | Pen |  | AC71 | Pen,Temporary Marker,Green,,Camlin | 9608 | 5 | NOS | 0 | 0 | RAW | 18 | 0 | YES | YES |  | NO |  | 01-MAY-2025 4:03:30PM | [26 empty] | E1002 : Pradeep Sati | 17-NOV-2025 5:52:20PM | E1002 : Pradeep Sati
Admin Consumables | Pen |  | AC72 | Pen,Permanent Marker,Black,,Luxar | 9608 | 19 | NOS | 8 | 0 | RAW | 18 | 0 | YES | YES |  | NO |  | 01-MAY-2025 4:03:30PM | [26 empty] | E1002 : Pradeep Sati | 22-MAY-2026 4:49:19PM | H1155 : Raushan Kumar
Admin Consumables | Pen |  | AC73 | Pen,Permanent Marker,Red,,Luxar | 9608 | 31 | NOS | 8 | 0 | RAW | 18 | 0 | YES | YES |  | NO |  | 01-MAY-2025 4:03:31PM | [26 empty] | E1002 : Pradeep Sati | 08-JAN-2026 1:40:19PM | H1155 : Raushan Kumar
Admin Consumables | Pen |  | AC74 | Pen,Permanent Marker,Green,,Luxar | 9608 | 0 | NOS | 0 | 0 | RAW | 18 | 0 | YES | YES |  | NO |  | 01-MAY-2025 4:03:31PM | [26 empty] | E1002 : Pradeep Sati
Admin Consumables | Pen |  | AC75 | Pen,Highlighter,Light Green,,Luxar | 9608 | 0 | NOS | 0 | 0 | RAW | 18 | 0 | YES | YES |  | NO |  | 01-MAY-2025 4:03:31PM | [26 empty] | E1002 : Pradeep Sati | 09-SEP-2026 4:12:12PM | H1155 : Raushan Kumar
Admin Consumables | Register Book |  | AC76 | Register Book,Muster Roll,, | 4901 | 0 | NOS | 295 | 0 | RAW | 18 | 0 | YES | YES |  | NO |  | 01-MAY-2025 4:03:31PM | [26 empty] | E1002 : Pradeep Sati | 17-JUL-2025 5:36:07PM | H1155 : Raushan Kumar
Admin Consumables | Register Book |  | AC77 | Register Book,Leave with Wages,, | 4901 | 0 | NOS | 0 | 0 | RAW | 18 | 0 | YES | YES |  | NO |  | 01-MAY-2025 4:03:31PM | [26 empty] | E1002 : Pradeep Sati | 05-JUN-2025 5:03:08PM | E1002 : Pradeep Sati
Admin Consumables | Register Book |  | AC78 | Register Book,Register of Adult or Child workers,, | 4901 | 0 | NOS | 0 | 0 | RAW | 18 | 0 | YES | YES |  | NO |  | 01-MAY-2025 4:03:31PM | [26 empty] | E1002 : Pradeep Sati | 05-JUN-2025 5:03:08PM | E1002 : Pradeep Sati
Admin Consumables | Register Book |  | AC79 | Register Book,Register of Accident Dangerous Occurrence,, | 4901 | 0 | NOS | 0 | 0 | RAW | 18 | 0 | YES | YES |  | NO |  | 01-MAY-2025 4:03:31PM | [26 empty] | E1002 : Pradeep Sati | 05-JUN-2025 5:03:08PM | E1002 : Pradeep Sati
Admin Consumables | Cleaning Agents |  | AC8 | Cleaning Agents,Floor cleaner,, | 3402 | 0 | NOS | 265 | 0 | RAW | 18 | 0 | YES | YES |  | NO |  | 01-MAY-2025 4:03:30PM | [26 empty] | E1002 : Pradeep Sati | 18-AUG-2026 9:25:06AM | H1155 : Raushan Kumar
Admin Consumables | Register Book |  | AC80 | Register Book,Fine,, | 4901 | 0 | NOS | 0 | 0 | RAW | 18 | 0 | YES | YES |  | NO |  | 01-MAY-2025 4:03:31PM | [26 empty] | E1002 : Pradeep Sati | 05-JUN-2025 5:03:08PM | E1002 : Pradeep Sati
Admin Consumables | Register Book |  | AC81 | Register Book,Over Time,, | 4901 | 0 | NOS | 0 | 0 | RAW | 18 | 0 | YES | YES |  | NO |  | 01-MAY-2025 4:03:31PM | [26 empty] | E1002 : Pradeep Sati | 05-JUN-2025 5:03:08PM | E1002 : Pradeep Sati
Admin Consumables | Register Book |  | AC82 | Register Book,Deduction for Damages Lossed,, | 4901 | 0 | NOS | 0 | 0 | RAW | 18 | 0 | YES | YES |  | NO |  | 01-MAY-2025 4:03:31PM | [26 empty] | E1002 : Pradeep Sati | 05-JUN-2025 5:03:08PM | E1002 : Pradeep Sati
Admin Consumables | Register Book |  | AC83 | Register Book,Advance,, | 4901 | 0 | NOS | 0 | 0 | RAW | 18 | 0 | YES | YES |  | NO |  | 01-MAY-2025 4:03:31PM | [26 empty] | E1002 : Pradeep Sati | 05-JUN-2025 5:03:08PM | E1002 : Pradeep Sati
Admin Consumables | Register Book |  | AC84 | Register Book,Compensatory Holidays,, | 4901 | 0 | NOS | 0 | 0 | RAW | 18 | 0 | YES | YES |  | NO |  | 01-MAY-2025 4:03:31PM | [26 empty] | E1002 : Pradeep Sati | 05-JUN-2025 5:03:08PM | E1002 : Pradeep Sati
Admin Consumables | Register Book |  | AC85 | Register Book,Lime Washing or Painting,, | 4901 | 0 | NOS | 0 | 0 | RAW | 18 | 0 | YES | YES |  | NO |  | 01-MAY-2025 4:03:31PM | [26 empty] | E1002 : Pradeep Sati | 05-JUN-2025 5:03:08PM | E1002 : Pradeep Sati
Admin Consumables | Register Book |  | AC86 | Register Book,Hygine - Right Cloth,, | 4901 | 0 | NOS | 0 | 0 | RAW | 18 | 0 | YES | YES |  | NO |  | 01-MAY-2025 4:03:31PM | [26 empty] | E1002 : Pradeep Sati | 05-JUN-2025 5:03:08PM | E1002 : Pradeep Sati
Admin Consumables | Register Book |  | AC87 | Register Book,Inspection Book under Factory Act,, | 4901 | 0 | NOS | 0 | 0 | RAW | 18 | 0 | YES | YES |  | NO |  | 01-MAY-2025 4:03:31PM | [26 empty] | E1002 : Pradeep Sati | 05-JUN-2025 5:03:08PM | E1002 : Pradeep Sati
Admin Consumables | Register Book |  | AC88 | Register Book,Equal Remuneration Under Equal Remuneration Act Form-D,, | 4901 | 0 | NOS | 0 | 0 | RAW | 18 | 0 | YES | YES |  | NO |  | 01-MAY-2025 4:03:31PM | [26 empty] | E1002 : Pradeep Sati | 05-JUN-2025 5:03:08PM | E1002 : Pradeep Sati
Admin Consumables | Register Book |  | AC89 | Register Book,Visitor Register,, | 4901 | 1 | NOS | 0 | 0 | RAW | 18 | 0 | YES | YES |  | NO |  | 01-MAY-2025 4:03:31PM | [26 empty] | E1002 : Pradeep Sati | 17-NOV-2025 5:52:20PM | E1002 : Pradeep Sati
Admin Consumables | Cleaning Agents |  | AC9 | Cleaning Agents,Tissues - M Fold,Novel, | 3402 | 40 | NOS | 40 | 0 | RAW | 18 | 0 | YES | YES |  | NO |  | 01-MAY-2025 4:03:30PM | [26 empty] | E1002 : Pradeep Sati | 18-AUG-2026 9:25:06AM | H1155 : Raushan Kumar
Admin Consumables | Register Book |  | AC90 | Register Book,In-Ward Register 6 Q,, | 4901 | 0 | NOS | 425 | 0 | RAW | 18 | 0 | YES | YES |  | NO |  | 01-MAY-2025 4:03:31PM | [26 empty] | E1002 : Pradeep Sati | 09-APR-2026 12:04:50PM | H1155 : Raushan Kumar
Admin Consumables | Register Book |  | AC91 | Register Book,Out-Ward Register 4 Q,, | 4901 | 0 | NOS | 315 | 0 | RAW | 18 | 0 | YES | YES |  | NO |  | 01-MAY-2025 4:03:31PM | [26 empty] | E1002 : Pradeep Sati | 09-APR-2026 12:04:50PM | H1155 : Raushan Kumar
Admin Consumables | Register Book |  | AC92 | Register Book,Blank,, | 4901 | 0 | NOS | 130 | 0 | RAW | 18 | 0 | YES | YES |  | NO |  | 01-MAY-2025 4:03:31PM | [26 empty] | E1002 : Pradeep Sati | 28-JAN-2026 9:31:49AM | H1155 : Raushan Kumar
Admin Consumables | Paper Punch |  | AC93 | Paper Punch,Two Hole,MS,Kangaro | 8441 | 0 | NOS | 0 | 0 | RAW | 18 | 0 | YES | YES |  | NO |  | 01-MAY-2025 4:03:31PM | [26 empty] | E1002 : Pradeep Sati | 19-SEP-2025 9:12:42AM | H1155 : Raushan Kumar
Admin Consumables | Dustbin |  | AC94 | Dustbin,Bucket,10 Ltr,PVC,Unilite | 3924 | 0 | NOS | 45 | 0 | RAW | 18 | 0 | YES | YES |  | NO |  | 01-MAY-2025 4:03:31PM | [26 empty] | E1002 : Pradeep Sati | 16-JUL-2025 12:46:17PM | H1155 : Raushan Kumar
Admin Consumables | Dustbin |  | AC95 | Dustbin,Bucket,60 Ltr,PVC,Unilite | 3924 | 0 | NOS | 600 | 0 | RAW | 18 | 0 | YES | YES |  | NO |  | 01-MAY-2025 4:03:31PM | [26 empty] | E1002 : Pradeep Sati | 03-JUN-2026 12:47:32PM | H1155 : Raushan Kumar
Admin Consumables | Water Bottle |  | AC96 | Water Bottle,250 ml,,Kinley,Transparent | 3923 | 0 | NOS | 6.25 | 0 | RAW | 18 | 0 | YES | YES |  | NO |  | 01-MAY-2025 4:03:31PM | [26 empty] | E1002 : Pradeep Sati | 05-JAN-2026 12:39:06PM | H1155 : Raushan Kumar
Admin Consumables | Water Bottle |  | AC97 | Water Bottle,250 ml,,Bisleri,Transparent | 3923 | 0 | NOS | 6.25 | 0 | RAW | 18 | 0 | YES | YES |  | NO |  | 01-MAY-2025 4:03:31PM | [26 empty] | E1002 : Pradeep Sati | 22-AUG-2026 2:45:17PM | H1155 : Raushan Kumar
Admin Consumables | Water Bottle |  | AC98 | Water Bottle,Empty,PVC,Milton, | 3923 | 2 | NOS | 30 | 0 | RAW | 18 | 0 | YES | YES |  | NO |  | 01-MAY-2025 4:03:31PM | [26 empty] | E1002 : Pradeep Sati | 24-MAR-2026 4:06:18PM | H1155 : Raushan Kumar
Admin Consumables | Tea |  | AC99 | Tea,leaves,,Red Lable, | 9021010 | 0 | KG | 520 | 0 | RAW | 18 | 0 | YES | YES |  | NO |  | 01-MAY-2025 4:03:31PM | [26 empty] | E1002 : Pradeep Sati | 18-AUG-2026 9:25:06AM | H1155 : Raushan Kumar
Air Compressor | Rotary Screw Compressor |  | ACM1 | Rotary Screw Compressor,Oil Lubricated,Kaeser-SXC 8,5.5 KW,3/4",28 CFM,7.5 Barg,Integrated Dryer-CT | 340399 | 0 | NOS | 0 | 0 | RAW | 18 | 0 | YES | YES |  | NO |  | 23-JUN-2025 4:59:08PM | [26 empty] | E1002 : Pradeep Sati
Air Compressor | Rotary Screw Compressor |  | ACM10 | Rotary Screw Compressor,Oil Lubricated,Kaeser-CSDX 165 T,90 KW,2",570 CFM,7.5 Barg,Integrated Dryer- | 340399 | 0 | NOS | 0 | 0 | RAW | 18 | 0 | YES | YES |  | NO |  | 23-JUN-2025 4:59:08PM | [26 empty] | E1002 : Pradeep Sati
Air Compressor | Rotary Screw Compressor |  | ACM11 | Rotary Screw Compressor,Oil Lubricated,IR-R11T-7 CE,11 KW,3/4",58 CFM,7.5 Barg,,,275 Kg,W826 x D759 | 340399 | 0 | NOS | 0 | 0 | RAW | 18 | 0 | YES | YES |  | NO |  | 23-JUN-2025 4:59:08PM | [26 empty] | E1002 : Pradeep Sati
Air Compressor | Rotary Screw Compressor |  | ACM12 | Rotary Screw Compressor,Oil Lubricated,IR-RSB15,15 KW,1",94 CFM,7.5 Barg,,,335 Kg,W787 x D690 x H116 | 340399 | 9 | NOS | 383736 | 0 | RAW | 18 | 0 | YES | YES |  | NO |  | 23-JUN-2025 4:59:08PM | [26 empty] | E1002 : Pradeep Sati | 19-AUG-2026 4:47:27PM | H1155 : Raushan Kumar
Air Compressor | Rotary Screw Compressor |  | ACM13 | Rotary Screw Compressor,Oil Lubricated,IR-RSB18,18 KW,1",113 CFM,7.5 Barg,,,361 Kg,W787 x D690 x H11 | 340399 | 0 | NOS | 0 | 0 | RAW | 18 | 0 | YES | YES |  | NO |  | 23-JUN-2025 4:59:08PM | [26 empty] | E1002 : Pradeep Sati
Air Compressor | Rotary Screw Compressor |  | ACM14 | Rotary Screw Compressor,Oil Lubricated,IR-RSB22,22 KW,1",127 CFM,7.5 Barg,,,367 Kg,W787 x D690 x H11 | 340399 | 0 | NOS | 0 | 0 | RAW | 18 | 0 | YES | YES |  | NO |  | 23-JUN-2025 4:59:08PM | [26 empty] | E1002 : Pradeep Sati
Air Compressor | Rotary Screw Compressor |  | ACM15 | Rotary Screw Compressor,Oil Lubricated,IR-ML30,30 KW,1.5",208 CFM,7.5 Barg,,,950 Kg,W2100 x D1050 x | 340399 | 0 | NOS | 0 | 0 | RAW | 18 | 0 | YES | YES |  | NO |  | 23-JUN-2025 4:59:08PM | [26 empty] | E1002 : Pradeep Sati
Air Compressor | Rotary Screw Compressor |  | ACM16 | Rotary Screw Compressor,Oil Lubricated,IR-ML37,37 KW,1.5",254 CFM,7.5 Barg,,,970 Kg,W2100 x D1050 x | 340399 | 0 | NOS | 0 | 0 | RAW | 18 | 0 | YES | YES |  | NO |  | 23-JUN-2025 4:59:08PM | [26 empty] | E1002 : Pradeep Sati
Air Compressor | Rotary Screw Compressor |  | ACM17 | Rotary Screw Compressor,Oil Lubricated,IR-ML45,45 KW,1.5",275 CFM,7.5 Barg,,,956 Kg,W2050 x D1145 x | 340399 | 0 | NOS | 0 | 0 | RAW | 18 | 0 | YES | YES |  | NO |  | 23-JUN-2025 4:59:08PM | [26 empty] | E1002 : Pradeep Sati
Air Compressor | Rotary Screw Compressor |  | ACM18 | Rotary Screw Compressor,Oil Lubricated,IR-RSB 55,55 KW,2",,7.5 Barg,,69 dBA,1480 Kg,W2655 x D1325 x | 8414 | 0 | NOS | 1160000 | 0 | RAW | 18 | 0 | YES | YES |  | NO |  | 10-JUN-2026 11:49:14AM | [26 empty] | E1002 : Pradeep Sati
Air Compressor | Rotary Screw Compressor |  | ACM2 | Rotary Screw Compressor,Oil Lubricated,Kaeser-SM 15 T,9 KW,3/4",,7.5 Barg,Integrated Dryer,,, | 340399 | 3 | NOS | 0 | 0 | RAW | 18 | 0 | YES | YES |  | NO |  | 23-JUN-2025 4:59:08PM | [26 empty] | E1002 : Pradeep Sati | 17-NOV-2025 5:52:20PM | E1002 : Pradeep Sati
Air Compressor | Rotary Screw Compressor |  | ACM3 | Rotary Screw Compressor,Oil Lubricated,Kaeser-SK 22 T,11 KW,1",70 CFM,7.5 Barg,Integrated Dryer-ABT | 340399 | 0 | NOS | 0 | 0 | RAW | 18 | 0 | YES | YES |  | NO |  | 23-JUN-2025 4:59:08PM | [26 empty] | E1002 : Pradeep Sati
Air Compressor | Rotary Screw Compressor |  | ACM4 | Rotary Screw Compressor,Oil Lubricated,Kaeser-ASK 28 T,15 KW,1.25",101 CFM,7.5 Barg,Integrated Dryer | 340399 | 0 | NOS | 0 | 0 | RAW | 18 | 0 | YES | YES |  | NO |  | 23-JUN-2025 4:59:08PM | [26 empty] | E1002 : Pradeep Sati
Air Compressor | Rotary Screw Compressor |  | ACM5 | Rotary Screw Compressor,Oil Lubricated,Kaeser-ASK 34 T,18.5 KW,1.25",124 CFM,7.5 Barg,Integrated Dry | 340399 | 0 | NOS | 0 | 0 | RAW | 18 | 0 | YES | YES |  | NO |  | 23-JUN-2025 4:59:08PM | [26 empty] | E1002 : Pradeep Sati
Air Compressor | Rotary Screw Compressor |  | ACM6 | Rotary Screw Compressor,Oil Lubricated,Kaeser-ASD 40 T,22 KW,1.25",138 CFM,7.5 Barg,Integrated Dryer | 340399 | 0 | NOS | 0 | 0 | RAW | 18 | 0 | YES | YES |  | NO |  | 23-JUN-2025 4:59:08PM | [26 empty] | E1002 : Pradeep Sati
Air Compressor | Rotary Screw Compressor |  | ACM7 | Rotary Screw Compressor,Oil Lubricated,Kaeser-ASD 60 T,30 KW,1.25",195 CFM,7.5 Barg,Integrated Dryer | 340399 | 1 | NOS | 0 | 0 | RAW | 18 | 0 | YES | YES |  | NO |  | 23-JUN-2025 4:59:08PM | [26 empty] | E1002 : Pradeep Sati | 17-NOV-2025 5:52:20PM | E1002 : Pradeep Sati
Air Compressor | Rotary Screw Compressor |  | ACM8 | Rotary Screw Compressor,Oil Lubricated,Kaeser-BSD 65 T,30 KW,1.5",199 CFM,7.5 Barg,Integrated Dryer- | 340399 | 0 | NOS | 0 | 0 | RAW | 18 | 0 | YES | YES |  | NO |  | 23-JUN-2025 4:59:08PM | [26 empty] | E1002 : Pradeep Sati
Air Compressor | Rotary Screw Compressor |  | ACM9 | Rotary Screw Compressor,Oil Lubricated,Kaeser-BSD 75 T,37 KW,1.5",247 CFM,7.5 Barg,Integrated Dryer- | 340399 | 0 | NOS | 0 | 0 | RAW | 18 | 0 | YES | YES |  | NO |  | 23-JUN-2025 4:59:08PM | [26 empty] | E1002 : Pradeep Sati
Air-Compressorpackage | Komter |  | ACP1 | Air Compressor KS 10-8 Komter |  | 0 | NOS | 237320 | 0 | Equipment | 18 |  | NO | YES |  | NO |  | 14-DEC-2023 1:25:57PM | Compressor -KS 10-8 Production | KOMTER MAKE OIL INJECTED, DIRECT DRIVEN AIR COOLED &amp; BASE MOUNTED ROTARY SCREW COMPRESSOR WITH THE CAPACITY OF 42 CFM @ 8 BAR MAXIMUM PRESSURE COUPLED WITH 10 HP (7.5KW MOTOR).MODEL NO.KS 10-8 | Dryer KD60 | KOMTER MAKE REFRIGERANT DRYER HAVING CAPACITY OF 60 CFM @ MAXIMUM WORKING PRESSURE OF 16 BAR AND PRESSURE DEW POINT OF 3-8°. MODEL NO-KD60 | Tank AR0.5-10 | 500LTR AIR RECEIVER TANK WITH FITTINGS MAXIMUM PRESSURE UPTO 10 BAR | Filter KHPF60 | KOMTER MAKE PRE FILTER HAVING CAPACITY OF 60 CFM (MAXIMUM PRESSURE UPTO 16 BAR ) WHICH REMOVES PARTICLES DOWN TO 1 MICRON INCLUDING COALESCED LIQUID WATER AND OIL. MODEL NO. KHPF60 | [18 empty] | E1117 : Arun Kumar
Air-Compressorpackage | Komter |  | ACP2 | Air Compressor KS 15-8 TMD Komter | 8414 | 0 | SET | 300961 | 0 | Part | 18 | 0 | NO | NO |  | NO |  | 24-MAY-2024 11:35:01AM | Specification | KOMTER MAKE OIL INJECTED, BELT DRIVEN AIR COOLED &amp; BASE MOUNTED ROTARY SCREW COMPRESSOR WITH THE CAPACITY OF 69 CFM @ 8 BAR MAXIMUM PRESSURE COUPLED WITH 15 HP (11 KW MOTOR)(MOUNTED ON A 500 LITRES HORIZONTAL RECEIVER TANK WITH 100 CFM INBUILD DRYER AND 100 CFM PRE FILTER). MODEL NO.KS 15-8 TMD (line item 1 to 4) | [24 empty] | E1117 : Arun Kumar | 24-MAY-2024 11:39:11AM | E1117 : Arun Kumar
Air Dryer | Refrigerated Dryer |  | AD1 | Refrigerated Dryer,IR-D144 IN-A,3/4",14 Barg,85 CFM,(0.47 KW),230 V,38 Kg,W420 X D515 X H562 mm | 84211999 | 1 | NOS | 0 | 0 | RAW | 18 | 0 | YES | YES |  | NO |  | 23-JUN-2025 4:59:08PM | [26 empty] | E1002 : Pradeep Sati | 17-NOV-2025 5:52:20PM | E1002 : Pradeep Sati
Air Dryer | Refrigerated Dryer |  | AD2 | Refrigerated Dryer,IR-D180 IN-A,3/4",14 Barg,106 CFM,(0.61 KW),230 V,43 Kg,W420 X D515 X H562 mm | 84211999 | 0 | NOS | 0 | 0 | RAW | 18 | 0 | YES | YES |  | NO |  | 23-JUN-2025 4:59:08PM | [26 empty] | E1002 : Pradeep Sati
Air Dryer | Refrigerated Dryer |  | AD3 | Refrigerated Dryer,IR-D240 IN-A,1.5",14 Barg,141 CFM,(0.9 KW),230 V,76 Kg,W500 X D679 X H978 mm | 84211999 | 0 | NOS | 332000 | 0 | RAW | 18 | 0 | YES | YES |  | NO |  | 23-JUN-2025 4:59:08PM | [26 empty] | E1002 : Pradeep Sati | 09-OCT-2025 5:07:42PM | H1155 : Raushan Kumar
Air Dryer | Refrigerated Dryer |  | AD4 | Refrigerated Dryer,IR-D360 IN-A,1.5",14 Barg,212 CFM,(0.9 KW),230 V,87 Kg,W500 X D679 X H978 mm | 84211999 | 0 | NOS | 0 | 0 | RAW | 18 | 0 | YES | YES |  | NO |  | 23-JUN-2025 4:59:08PM | [26 empty] | E1002 : Pradeep Sati
Air Dryer | Refrigerated Dryer |  | AD5 | Refrigerated Dryer,IR-D480 IN-A,1.5",14 Barg,282 CFM,(1.24 KW),230 V,110 Kg,W500 X D679 X H978 mm | 84211999 | 0 | NOS | 0 | 0 | RAW | 18 | 0 | YES | YES |  | NO |  | 23-JUN-2025 4:59:08PM | [26 empty] | E1002 : Pradeep Sati
Air Dryer | Refrigerated Dryer |  | AD6 | Refrigerated Dryer,IR-D600 IN-A,1.5",14 Barg,353 CFM,(2.11 KW),230 V,145 Kg,H1356 X W750 x L720 mm | 84211999 | 1 | NOS | 213044 | 0 | RAW | 18 | 0 | YES | YES |  | NO |  | 23-JUN-2025 4:59:08PM | [26 empty] | E1002 : Pradeep Sati | 17-NOV-2025 5:52:20PM | E1002 : Pradeep Sati
Air Dryer | Refrigerated Dryer |  | AD7 | Refrigerated Dryer,IR-D780 IN-A,1.5",12 Barg,459 CFM,(2.11 KW),230 V,150 Kg,H1356 X W750 x L720 mm | 84211999 | 0 | NOS | 0 | 0 | RAW | 18 | 0 | YES | YES |  | NO |  | 23-JUN-2025 4:59:08PM | [26 empty] | E1002 : Pradeep Sati
Air Dryer | Refrigerated Dryer |  | AD8 | Refrigerated Dryer,IR-D950 IN-A,2",12 Barg,559 CFM,(2.43 KW),230 V,162 Kg,H1356 X W750 x L720 mm | 84211999 | 1 | NOS | 0 | 0 | RAW | 18 | 0 | YES | YES |  | NO |  | 23-JUN-2025 4:59:08PM | [26 empty] | E1002 : Pradeep Sati | 31-JAN-2026 12:33:20PM | H1155 : Raushan Kumar
Air Dryer | Refrigerated Dryer |  | AD9 | Refrigerated Dryer,CP-Z250,2",13 Barg,254 CFM,,230 V,85 Kg,W550 X D600 X H980 mm | 84211999 | 0 | NOS | 0 | 0 | RAW | 18 | 0 | YES | YES |  | NO |  | 23-JUN-2025 4:59:08PM | [26 empty] | E1002 : Pradeep Sati
Electrical Item |  |  | AS00001 | Storage Tank Inlet 1" |  | 0 |  |  | 1 | Part |  |  | NO | NO |  | NO |  | 14-APR-2023 4:50:29PM | [26 empty] | Admin : Admin
Electrical Item |  |  | AS00002 | Storage Tank Inlet 1/2" |  | 0 |  |  | 1 | Part |  |  | NO | NO |  | NO |  | 14-APR-2023 4:50:29PM | [26 empty] | Admin : Admin
Electrical Item |  |  | AS00003 | PSA Top 1" |  | 0 |  |  | 1 | Part |  |  | NO | NO |  | NO |  | 14-APR-2023 4:50:29PM | [26 empty] | Admin : Admin
Electrical Item |  |  | AS00004 | PSA Top 3/4" |  | 0 |  |  | 1 | Part |  |  | NO | NO |  | NO |  | 14-APR-2023 4:50:29PM | [26 empty] | Admin : Admin
Electrical Item |  |  | AS00005 | Pressure Switch Assembly |  | 0 |  | 1 | 1 | Part |  |  | NO | NO |  | NO |  | 14-APR-2023 4:50:29PM | [26 empty] | Admin : Admin | 13-APR-2024 2:27:38PM | H1155 : Raushan Kumar
Electrical Item |  |  | AS00006 | Filter Outlet 3/4" |  | 0 |  |  | 1 | Part |  |  | NO | NO |  | NO |  | 14-APR-2023 4:50:29PM | [26 empty] | Admin : Admin
Electrical Item |  |  | AS00007 | Filter Outlet 1" |  | 0 |  |  | 1 | Part |  |  | NO | NO |  | NO |  | 14-APR-2023 4:50:29PM | [26 empty] | Admin : Admin
Electrical Item |  |  | AS00008 | Filter Outlet 1.5" X 1" |  | 0 |  |  | 1 | Part |  |  | NO | NO |  | NO |  | 14-APR-2023 4:50:29PM | [26 empty] | Admin : Admin
Electrical Item |  |  | AS00009 | Filter Outlet 2" X 1" |  | 0 |  |  | 1 | Part |  |  | NO | NO |  | NO |  | 14-APR-2023 4:50:29PM | [26 empty] | Admin : Admin
Electrical Item |  |  | AS00010 | Filter Inlet 3/4" |  | 0 |  |  | 1 | Part |  |  | NO | NO |  | NO |  | 14-APR-2023 4:50:29PM | [26 empty] | Admin : Admin
Electrical Item |  |  | AS00011 | Filter Inlet 1" |  | 0 |  |  | 1 | Part |  |  | NO | NO |  | NO |  | 14-APR-2023 4:50:29PM | [26 empty] | Admin : Admin
Electrical Item |  |  | AS00012 | Filter Inlet 1" X 1.5" |  | 0 |  |  | 1 | Part |  |  | NO | NO |  | NO |  | 14-APR-2023 4:50:29PM | [26 empty] | Admin : Admin
Electrical Item |  |  | AS00013 | Filter Inlet 1" X 2" |  | 0 |  |  | 1 | Part |  |  | NO | NO |  | NO |  | 14-APR-2023 4:50:29PM | [26 empty] | Admin : Admin
Block | In Active |  | AS00014 | Safety Valve Assembly |  | 0 | PCS | 1 | 1 | Part | 18 | 0 | NO | NO |  | NO |  | 14-APR-2023 4:50:29PM | [26 empty] | Admin : Admin | 17-MAY-2024 11:30:48AM | E1117 : Arun Kumar
Electrical Item |  |  | AS00015 | ST Sample Point Assembly |  | 0 |  |  | 1 | Part |  |  | NO | NO |  | NO |  | 14-APR-2023 4:50:29PM | [26 empty] | Admin : Admin
Electrical Item |  |  | AS00016 | Storage Tank Joint Assembly 1/2" |  | 0 |  |  | 1 | Part |  |  | NO | NO |  | NO |  | 14-APR-2023 4:50:29PM | [26 empty] | Admin : Admin
Electrical Item |  |  | AS00017 | Air Receiver Outlet 1" |  | 0 |  |  | 1 | Part |  |  | NO | NO |  | NO |  | 14-APR-2023 4:50:29PM | [26 empty] | Admin : Admin
Electrical Item |  |  | AS00018 | Air Receiver Outlet 3/4" |  | 0 |  |  | 1 | Part |  |  | NO | NO |  | NO |  | 14-APR-2023 4:50:29PM | [26 empty] | Admin : Admin
Electrical Item |  |  | AS00019 | Air Receiver Outlet 1.5" X 1" |  | 0 |  |  | 1 | Part |  |  | NO | NO |  | NO |  | 14-APR-2023 4:50:29PM | [26 empty] | Admin : Admin
Electrical Item |  |  | AS00020 | Compressor Outlet 1.5" |  | 0 |  |  | 1 | Part |  |  | NO | NO |  | NO |  | 14-APR-2023 4:50:29PM | [26 empty] | Admin : Admin
Electrical Item |  |  | AS00021 | Compressor Outlet 3/4" |  | 0 |  |  | 1 | Part |  |  | NO | NO |  | NO |  | 14-APR-2023 4:50:29PM | [26 empty] | Admin : Admin
Electrical Item |  |  | AS00022 | Compressor Outlet 1" |  | 0 |  |  | 1 | Part |  |  | NO | NO |  | NO |  | 14-APR-2023 4:50:29PM | [26 empty] | Admin : Admin
Electrical Item |  |  | AS00023 | Air Receiver Drain |  | 0 |  |  | 1 | Part |  |  | NO | NO |  | NO |  | 14-APR-2023 4:50:29PM | [26 empty] | Admin : Admin
Electrical Item |  |  | AS00024 | Storage Tank Drain |  | 0 |  |  | 1 | Part |  |  | NO | NO |  | NO |  | 14-APR-2023 4:50:29PM | [26 empty] | Admin : Admin
Electrical Item |  |  | AS00025 | Filter Regulator 1/2" |  | 0 |  |  | 1 | Part |  |  | NO | NO |  | NO |  | 14-APR-2023 4:50:29PM | [26 empty] | Admin : Admin
Electrical Item |  |  | AS00026 | Top Manifold 1" |  | 0 |  |  | 1 | Part |  |  | NO | NO |  | NO |  | 14-APR-2023 4:50:29PM | [26 empty] | Admin : Admin
Electrical Item |  |  | AS00027 | Bottom Manifold 1" |  | 0 |  |  | 1 | Part |  |  | NO | NO |  | NO |  | 14-APR-2023 4:50:29PM | [26 empty] | Admin : Admin
Electrical Item |  |  | AS00028 | Top Manifold 3/4" |  | 0 |  |  | 1 | Part |  |  | NO | NO |  | NO |  | 14-APR-2023 4:50:29PM | [26 empty] | Admin : Admin
Electrical Item |  |  | AS00029 | Bottom Manifold 3/4" |  | 0 |  |  | 1 | Part |  |  | NO | NO |  | NO |  | 14-APR-2023 4:50:29PM | [26 empty] | Admin : Admin
Electrical Item |  |  | AS00030 | Actuator Assembly 1" |  | 0 |  |  | 1 | Part |  |  | NO | NO |  | NO |  | 14-APR-2023 4:50:29PM | [26 empty] | Admin : Admin
Electrical Item |  |  | AS00031 | Actuator Assembly 3/4" |  | 0 |  |  | 1 | Part |  |  | NO | NO |  | NO |  | 14-APR-2023 4:50:29PM | [26 empty] | Admin : Admin
Electrical Item |  |  | AS00032 | Vent Valve |  | 0 |  |  | 1 | Part |  |  | NO | NO |  | NO |  | 14-APR-2023 4:50:29PM | [26 empty] | Admin : Admin | 19-APR-2025 9:43:33AM | H1155 : Raushan Kumar
Electrical Item |  |  | AS00033 | Storage Tank Outlet Assembly 1/2" |  | 0 |  |  | 1 | Part |  |  | NO | NO |  | NO |  | 14-APR-2023 4:50:29PM | [26 empty] | Admin : Admin
Electrical Item |  |  | AS00034 | PSA Gauge Assembly |  | 0 |  |  | 1 | Part |  |  | NO | NO |  | NO |  | 14-APR-2023 4:50:29PM | [26 empty] | Admin : Admin
Electrical Item |  |  | AS00035 | Cabinet Gauge Assembly |  | 0 |  |  | 1 | Part |  |  | NO | NO |  | NO |  | 14-APR-2023 4:50:29PM | [26 empty] | Admin : Admin
Electrical Item |  |  | AS00036 | PSA Bottom Assembly (2nd), 1.5"1.5" |  | 0 |  |  | 1 | Part |  |  | NO | NO |  | NO |  | 14-APR-2023 4:50:29PM | [26 empty] | Admin : Admin
Electrical Item |  |  | AS00037 | PSA Bottom Assembly (1st), 1"1" |  | 0 |  |  | 1 | Part |  |  | NO | NO |  | NO |  | 14-APR-2023 4:50:29PM | [26 empty] | Admin : Admin
Electrical Item |  |  | AS00038 | PSA Bottom Assembly (3rd), 2"2" |  | 0 |  |  | 1 | Part |  |  | NO | NO |  | NO |  | 14-APR-2023 4:50:29PM | [26 empty] | Admin : Admin
Electrical Item |  |  | AS00039 | Filter Assembly (1st) 3/4" |  | 0 |  |  | 1 | Part |  |  | NO | NO |  | NO |  | 14-APR-2023 4:50:29PM | [26 empty] | Admin : Admin
Electrical Item |  |  | AS00040 | Filter Assembly (2nd) 3/4" |  | 0 |  |  | 1 | Part |  |  | NO | NO |  | NO |  | 14-APR-2023 4:50:29PM | [26 empty] | Admin : Admin
Electrical Item |  |  | AS00041 | Filter Assembly (1st) 1" |  | 0 |  |  | 1 | Part |  |  | NO | NO |  | NO |  | 14-APR-2023 4:50:29PM | [26 empty] | Admin : Admin
Electrical Item |  |  | AS00042 | Filter Assembly (2nd) 1" |  | 0 |  |  | 1 | Part |  |  | NO | NO |  | NO |  | 14-APR-2023 4:50:29PM | [26 empty] | Admin : Admin
Electrical Item |  |  | AS00043 | Filter Assembly (1st) 1.5" |  | 0 |  |  | 1 | Part |  |  | NO | NO |  | NO |  | 14-APR-2023 4:50:29PM | [26 empty] | Admin : Admin
Electrical Item |  |  | AS00044 | Filter Assembly (2nd) 1.5" |  | 0 |  |  | 1 | Part |  |  | NO | NO |  | NO |  | 14-APR-2023 4:50:29PM | [26 empty] | Admin : Admin
Electrical Item |  |  | AS00045 | Filter Assembly (1st) 2" |  | 0 |  |  | 1 | Part |  |  | NO | NO |  | NO |  | 14-APR-2023 4:50:29PM | [26 empty] | Admin : Admin
Electrical Item |  |  | AS00046 | Filter Assembly (2nd) 2" |  | 0 |  |  | 1 | Part |  |  | NO | NO |  | NO |  | 14-APR-2023 4:50:29PM | [26 empty] | Admin : Admin
Electrical Item |  |  | AS00047 | Product Assembly 1/2" |  | 0 |  |  | 1 | Part |  |  | NO | NO |  | NO |  | 14-APR-2023 4:50:29PM | [26 empty] | Admin : Admin
Electrical Item |  |  | AS00048 | Product Assembly 3/4" |  | 0 |  |  | 1 | Part |  |  | NO | NO |  | NO |  | 14-APR-2023 4:50:29PM | [26 empty] | Admin : Admin
Electrical Item |  |  | AS00049 | Product Manifold Assembly |  | 0 |  |  | 1 | Part |  |  | NO | NO |  | NO |  | 14-APR-2023 4:50:29PM | [26 empty] | Admin : Admin
Electrical Item |  |  | AS00050 | Pressure Regulator Assembly |  | 0 |  |  | 1 | Part |  |  | NO | NO |  | NO |  | 14-APR-2023 4:50:29PM | [26 empty] | Admin : Admin
Electrical Item |  |  | AS00051 | Bottom Assembly 1" |  | 0 |  |  | 1 | Part |  |  | NO | NO |  | NO |  | 14-APR-2023 4:50:29PM | [26 empty] | Admin : Admin
Electrical Item |  |  | AS00052 | Bottom Assembly 3/4" X 1" |  | 0 |  |  | 1 | Part |  |  | NO | NO |  | NO |  | 14-APR-2023 4:50:29PM | [26 empty] | Admin : Admin
Electrical Item |  |  | AS00053 | Air Receiver Inlet 1.5" X 1" |  | 0 |  |  | 1 | Part |  |  | NO | NO |  | NO |  | 14-APR-2023 4:50:29PM | [26 empty] | Admin : Admin
Electrical Item |  |  | AS00054 | Air Receiver Inlet 1" |  | 0 |  |  | 1 | Part |  |  | NO | NO |  | NO |  | 14-APR-2023 4:50:29PM | [26 empty] | Admin : Admin
Electrical Item |  |  | AS00055 | Air Receiver Inlet 3/4" |  | 0 |  |  | 1 | Part |  |  | NO | NO |  | NO |  | 14-APR-2023 4:50:29PM | [26 empty] | Admin : Admin
Electrical Item |  |  | AS00056 | Actuator Testing Assembly 3/4" |  | 0 |  |  | 1 | Part |  |  | NO | NO |  | NO |  | 14-APR-2023 4:50:29PM | [26 empty] | Admin : Admin
Electrical Item |  |  | AS00057 | Actuator Testing Assembly 1" |  | 0 |  |  | 1 | Part |  |  | NO | NO |  | NO |  | 14-APR-2023 4:50:29PM | [26 empty] | Admin : Admin
Electrical Item |  |  | AS00058 | Psa Top 1/2" |  | 0 |  |  | 1 | Part |  |  | NO | NO |  | NO |  | 14-APR-2023 4:50:29PM | [26 empty] | Admin : Admin
Electrical Item |  |  | AS00059 | Filter Outlet 1/2" |  | 0 |  |  | 1 | Part |  |  | NO | NO |  | NO |  | 14-APR-2023 4:50:29PM | [26 empty] | Admin : Admin
Electrical Item |  |  | AS00060 | Filter Inlet 1/2" |  | 0 |  |  | 1 | Part |  |  | NO | NO |  | NO |  | 14-APR-2023 4:50:29PM | [26 empty] | Admin : Admin
Electrical Item |  |  | AS00061 | Air Receiver Outlet 1/2" |  | 0 |  |  | 1 | Part |  |  | NO | NO |  | NO |  | 14-APR-2023 4:50:29PM | [26 empty] | Admin : Admin
Electrical Item |  |  | AS00062 | Actuator Assembly 1/2" |  | 0 |  |  | 1 | Part |  |  | NO | NO |  | NO |  | 14-APR-2023 4:50:29PM | [26 empty] | Admin : Admin
Electrical Item |  |  | AS00063 | PSA Bottom Assembly (4th) |  | 0 |  |  | 1 | Part |  |  | NO | NO |  | NO |  | 14-APR-2023 4:50:29PM | [26 empty] | Admin : Admin
Electrical Item |  |  | AS00064 | Filter Assembly 1/2" |  | 0 |  |  | 1 | Part |  |  | NO | NO |  | NO |  | 14-APR-2023 4:50:29PM | [26 empty] | Admin : Admin
Electrical Item |  |  | AS00065 | Air Receiver Inlet 1/2" |  | 0 |  |  | 1 | Part |  |  | NO | NO |  | NO |  | 14-APR-2023 4:50:29PM | [26 empty] | Admin : Admin
Electrical Item |  |  | AS00066 | Filter Outlet 2" X 1.5" |  | 0 |  |  | 1 | Part |  |  | NO | NO |  | NO |  | 14-APR-2023 4:50:29PM | [26 empty] | Admin : Admin
Electrical Item |  |  | AS00067 | Filter Inlet 1.5" X 2" |  | 0 |  |  | 1 | Part |  |  | NO | NO |  | NO |  | 14-APR-2023 4:50:29PM | [26 empty] | Admin : Admin
Electrical Item |  |  | AS00068 | Air Receiver Outlet 1.5" |  | 0 |  |  | 1 | Part |  |  | NO | NO |  | NO |  | 14-APR-2023 4:50:29PM | [26 empty] | Admin : Admin
Electrical Item |  |  | AS00069 | Compressor Outlet 2" |  | 0 |  |  | 1 | Part |  |  | NO | NO |  | NO |  | 14-APR-2023 4:50:29PM | [26 empty] | Admin : Admin
Electrical Item |  |  | AS00070 | Filter Assembly 2.5" |  | 0 |  |  | 1 | Part |  |  | NO | NO |  | NO |  | 14-APR-2023 4:50:29PM | [26 empty] | Admin : Admin
Electrical Item |  |  | AS00071 | Air Receiver Inlet 1.5" |  | 0 |  |  | 1 | Part |  |  | NO | NO |  | NO |  | 14-APR-2023 4:50:29PM | [26 empty] | Admin : Admin
Electrical Item |  |  | AS00072 | Compressor Outlet 1.25" X 1" |  | 0 |  |  | 1 | Part |  |  | NO | NO |  | NO |  | 14-APR-2023 4:50:29PM | [26 empty] | Admin : Admin
Electrical Item |  |  | AS00073 | Compressor Outlet 1.5" x 1" |  | 0 |  |  | 1 | Part |  |  | NO | NO |  | NO |  | 14-APR-2023 4:50:29PM | [26 empty] | Admin : Admin
Electrical Item |  |  | AS00074 | Compressor Outlet 1/2" |  | 0 |  |  | 1 | Part |  |  | NO | NO |  | NO |  | 14-APR-2023 4:50:29PM | [26 empty] | Admin : Admin
Electrical Item |  |  | AS00075 | Filter Assembly 3/4" |  | 0 |  |  | 1 | Part |  |  | NO | NO |  | NO |  | 14-APR-2023 4:50:29PM | [26 empty] | Admin : Admin
Electrical Item |  |  | AS00076 | Filter Assembly 1" |  | 0 |  |  | 1 | Part |  |  | NO | NO |  | NO |  | 14-APR-2023 4:50:29PM | [26 empty] | Admin : Admin
Electrical Item |  |  | AS00077 | Storage Tank Joint Assembly 3/4" |  | 0 |  |  | 1 | Part |  |  | NO | NO |  | NO |  | 14-APR-2023 4:50:29PM | [26 empty] | Admin : Admin
Electrical Item |  |  | AS00078 | Storage Tank Outlet Assembly 3/4" |  | 0 |  |  | 1 | Part |  |  | NO | NO |  | NO |  | 14-APR-2023 4:50:29PM | [26 empty] | Admin : Admin
Electrical Item |  |  | AS00079 | Compressor Outlet 1.25" X 1.5" |  | 0 |  |  | 1 | Part |  |  | NO | NO |  | NO |  | 14-APR-2023 4:50:29PM | [26 empty] | Admin : Admin
Electrical Item |  |  | AS00080 | Compressor Outlet 1.5" X 1.5" |  | 0 |  |  | 1 | Part |  |  | NO | NO |  | NO |  | 14-APR-2023 4:50:29PM | [26 empty] | Admin : Admin
Electrical Item |  |  | AS00081 | Filter Assembly 1.5" |  | 0 |  |  | 1 | Part |  |  | NO | NO |  | NO |  | 14-APR-2023 4:50:29PM | [26 empty] | Admin : Admin
Electrical Item |  |  | AS00082 | Air Receiver Inlet 1.25" X 1.5" |  | 0 |  |  | 1 | Part |  |  | NO | NO |  | NO |  | 14-APR-2023 4:50:29PM | [26 empty] | Admin : Admin
Electrical Item |  |  | AS00083 | Air Receiver Inlet 1.5" X 1.5" |  | 0 |  |  | 1 | Part |  |  | NO | NO |  | NO |  | 14-APR-2023 4:50:29PM | [26 empty] | Admin : Admin
Electrical Item |  |  | AS00084 | Storage Tank Inlet 1/2" X 1/2" |  | 0 |  |  | 1 | Part |  |  | NO | NO |  | NO |  | 14-APR-2023 4:50:29PM | [26 empty] | Admin : Admin
Electrical Item |  |  | AS00085 | Filter Assembly 2" |  | 0 |  |  | 1 | Part |  |  | NO | NO |  | NO |  | 14-APR-2023 4:50:29PM | [26 empty] | Admin : Admin
Electrical Item |  |  | AS00086 | Welded Tee 1.5" |  | 0 |  |  | 1 | Part |  |  | NO | NO |  | NO |  | 14-APR-2023 4:50:29PM | [26 empty] | Admin : Admin
Semi Finished Goods | Sheet Metal Fabrication |  | AS00087 | Welded Tee 2" X 1.5" |  | 0 | PCS | 1 | 1 | Part | 18 | 0 | NO | NO |  | NO |  | 14-APR-2023 4:50:29PM | [26 empty] | Admin : Admin | 13-FEB-2025 11:54:57AM | H1155 : Raushan Kumar
Electrical Item |  |  | AS00088 | 100 LPM Mounting Plate Assembly |  | 0 |  |  | 1 | Part |  |  | NO | NO |  | NO |  | 14-APR-2023 4:50:29PM | [26 empty] | Admin : Admin
Electrical Item |  |  | AS00089 | 125 LPM Mounting Plate Assembly |  | 0 |  |  | 1 | Part |  |  | NO | NO |  | NO |  | 14-APR-2023 4:50:29PM | [26 empty] | Admin : Admin
Electrical Item |  |  | AS00090 | 113 LPM Mounting Plate Assembly |  | 0 |  |  | 1 | Part |  |  | NO | NO |  | NO |  | 14-APR-2023 4:50:29PM | [26 empty] | Admin : Admin
Electrical Item |  |  | AS00091 | 200 LPM Mounting Plate Assembly |  | 0 |  |  | 1 | Part |  |  | NO | NO |  | NO |  | 14-APR-2023 4:50:29PM | [26 empty] | Admin : Admin
Electrical Item |  |  | AS00092 | 250 LPM Mounting Plate Assembly |  | 0 |  |  | 1 | Part |  |  | NO | NO |  | NO |  | 14-APR-2023 4:50:29PM | [26 empty] | Admin : Admin
Electrical Item |  |  | AS00093 | 300 LPM Mounting Plate Assembly |  | 0 |  |  | 1 | Part |  |  | NO | NO |  | NO |  | 14-APR-2023 4:50:29PM | [26 empty] | Admin : Admin
Electrical Item |  |  | AS00094 | 400 LPM Mounting Plate Assembly |  | 0 |  |  | 1 | Part |  |  | NO | NO |  | NO |  | 14-APR-2023 4:50:29PM | [26 empty] | Admin : Admin
Electrical Item |  |  | AS00095 | 500 LPM Mounting Plate Assembly |  | 0 |  |  | 1 | Part |  |  | NO | NO |  | NO |  | 14-APR-2023 4:50:29PM | [26 empty] | Admin : Admin
Electrical Item |  |  | AS00096 | 600 LPM Mounting Plate Assembly |  | 0 |  |  | 1 | Part |  |  | NO | NO |  | NO |  | 14-APR-2023 4:50:29PM | [26 empty] | Admin : Admin
Electrical Item |  |  | AS00097 | 50 LPM Mounting Plate Assembly |  | 0 |  |  | 1 | Part |  |  | NO | NO |  | NO |  | 14-APR-2023 4:50:29PM | [26 empty] | Admin : Admin
Electrical Item |  |  | AS00098 | 100 LPM Air Receiver Tank |  | 0 |  |  | 1 | Part |  |  | NO | NO |  | NO |  | 14-APR-2023 4:50:29PM | [26 empty] | Admin : Admin
Electrical Item |  |  | AS00099 | 100 LPM Cabinet Assembly |  | 0 |  |  | 1 | Part |  |  | NO | NO |  | NO |  | 14-APR-2023 4:50:29PM | [26 empty] | Admin : Admin
Electrical Item |  |  | AS00100 | 100 LPM IR Carton Box 1st |  | 0 |  |  | 1 | Part |  |  | NO | NO |  | NO |  | 14-APR-2023 4:50:29PM | [26 empty] | Admin : Admin
Electrical Item |  |  | AS00101 | 100 LPM IR Carton Box 2nd |  | 0 |  |  | 1 | Part |  |  | NO | NO |  | NO |  | 14-APR-2023 4:50:29PM | [26 empty] | Admin : Admin
Electrical Item |  |  | AS00102 | 100 LPM IR Carton Box 3rd |  | 0 |  |  | 1 | Part |  |  | NO | NO |  | NO |  | 14-APR-2023 4:50:29PM | [26 empty] | Admin : Admin
Electrical Item |  |  | AS00103 | 100 LPM IR Spare Box |  | 0 |  |  | 1 | Part |  |  | NO | NO |  | NO |  | 14-APR-2023 4:50:29PM | [26 empty] | Admin : Admin
Electrical Item |  |  | AS00104 | 100 LPM IR Storage Tank |  | 0 |  |  | 1 | Part |  |  | NO | NO |  | NO |  | 14-APR-2023 4:50:29PM | [26 empty] | Admin : Admin
Electrical Item |  |  | AS00105 | 100 LPM IR Tool Box |  | 0 |  |  | 1 | Part |  |  | NO | NO |  | NO |  | 14-APR-2023 4:50:29PM | [26 empty] | Admin : Admin
Electrical Item |  |  | AS00106 | 100 LPM K Carton Box 1st |  | 0 |  |  | 1 | Part |  |  | NO | NO |  | NO |  | 14-APR-2023 4:50:29PM | [26 empty] | Admin : Admin
Electrical Item |  |  | AS00107 | 100 LPM K Carton Box 2nd |  | 0 |  |  | 1 | Part |  |  | NO | NO |  | NO |  | 14-APR-2023 4:50:29PM | [26 empty] | Admin : Admin
Electrical Item |  |  | AS00108 | 100 LPM K Spare Box |  | 0 |  |  | 1 | Part |  |  | NO | NO |  | NO |  | 14-APR-2023 4:50:29PM | [26 empty] | Admin : Admin
Electrical Item |  |  | AS00109 | 100 LPM K Storage Tank |  | 0 |  |  | 1 | Part |  |  | NO | NO |  | NO |  | 14-APR-2023 4:50:29PM | [26 empty] | Admin : Admin
Electrical Item |  |  | AS00110 | 100 LPM K Tool Box |  | 0 |  |  | 1 | Part |  |  | NO | NO |  | NO |  | 14-APR-2023 4:50:29PM | [26 empty] | Admin : Admin
Electrical Item |  |  | AS00111 | 100 LPM MedO Assembly |  | 0 |  |  | 1 | Part |  |  | NO | NO |  | NO |  | 14-APR-2023 4:50:29PM | [26 empty] | Admin : Admin
Electrical Item |  |  | AS00112 | 100 LPM PSA Assembly |  | 0 |  |  | 1 | Part |  |  | NO | NO |  | NO |  | 14-APR-2023 4:50:29PM | [26 empty] | Admin : Admin
Electrical Item |  |  | AS00113 | 113 LPM Air Receiver Tank |  | 0 |  |  | 1 | Part |  |  | NO | NO |  | NO |  | 14-APR-2023 4:50:29PM | [26 empty] | Admin : Admin
Electrical Item |  |  | AS00114 | 113 LPM Cabinet Assembly |  | 0 |  |  | 1 | Part |  |  | NO | NO |  | NO |  | 14-APR-2023 4:50:29PM | [26 empty] | Admin : Admin
Electrical Item |  |  | AS00115 | 113 LPM IR Carton Box 1st |  | 0 |  |  | 1 | Part |  |  | NO | NO |  | NO |  | 14-APR-2023 4:50:29PM | [26 empty] | Admin : Admin
Electrical Item |  |  | AS00116 | 113 LPM IR Carton Box 2nd |  | 0 |  |  | 1 | Part |  |  | NO | NO |  | NO |  | 14-APR-2023 4:50:29PM | [26 empty] | Admin : Admin
Electrical Item |  |  | AS00117 | 113 LPM IR Carton Box 3rd |  | 0 |  |  | 1 | Part |  |  | NO | NO |  | NO |  | 14-APR-2023 4:50:29PM | [26 empty] | Admin : Admin
Electrical Item |  |  | AS00118 | 113 LPM IR Spare Box |  | 0 |  |  | 1 | Part |  |  | NO | NO |  | NO |  | 14-APR-2023 4:50:29PM | [26 empty] | Admin : Admin
Electrical Item |  |  | AS00119 | 113 LPM IR Tool Box |  | 0 |  |  | 1 | Part |  |  | NO | NO |  | NO |  | 14-APR-2023 4:50:29PM | [26 empty] | Admin : Admin
Electrical Item |  |  | AS00120 | 113 LPM K Carton Box 1st |  | 0 |  |  | 1 | Part |  |  | NO | NO |  | NO |  | 14-APR-2023 4:50:29PM | [26 empty] | Admin : Admin
Electrical Item |  |  | AS00121 | 113 LPM K Carton Box 2nd |  | 0 |  |  | 1 | Part |  |  | NO | NO |  | NO |  | 14-APR-2023 4:50:29PM | [26 empty] | Admin : Admin
Electrical Item |  |  | AS00122 | 113 LPM K Spare Box |  | 0 |  |  | 1 | Part |  |  | NO | NO |  | NO |  | 14-APR-2023 4:50:29PM | [26 empty] | Admin : Admin
Electrical Item |  |  | AS00123 | 113 LPM K Tool Box |  | 0 |  |  | 1 | Part |  |  | NO | NO |  | NO |  | 14-APR-2023 4:50:29PM | [26 empty] | Admin : Admin
Electrical Item |  |  | AS00124 | 113 LPM PSA Assembly |  | 0 |  |  | 1 | Part |  |  | NO | NO |  | NO |  | 14-APR-2023 4:50:29PM | [26 empty] | Admin : Admin
Electrical Item |  |  | AS00125 | 125 LPM Air Receiver Tank |  | 0 |  |  | 1 | Part |  |  | NO | NO |  | NO |  | 14-APR-2023 4:50:30PM | [26 empty] | Admin : Admin
Electrical Item |  |  | AS00126 | 125 LPM Cabinet Assembly |  | 0 |  |  | 1 | Part |  |  | NO | NO |  | NO |  | 14-APR-2023 4:50:30PM | [26 empty] | Admin : Admin
Electrical Item |  |  | AS00127 | 125 LPM IR Carton Box 1st |  | 0 |  |  | 1 | Part |  |  | NO | NO |  | NO |  | 14-APR-2023 4:50:30PM | [26 empty] | Admin : Admin
Electrical Item |  |  | AS00128 | 125 LPM IR Carton Box 2nd |  | 0 |  |  | 1 | Part |  |  | NO | NO |  | NO |  | 14-APR-2023 4:50:30PM | [26 empty] | Admin : Admin
Electrical Item |  |  | AS00129 | 125 LPM IR Carton Box 3rd |  | 0 |  |  | 1 | Part |  |  | NO | NO |  | NO |  | 14-APR-2023 4:50:30PM | [26 empty] | Admin : Admin
Electrical Item |  |  | AS00130 | 125 LPM IR Spare Box |  | 0 |  |  | 1 | Part |  |  | NO | NO |  | NO |  | 14-APR-2023 4:50:30PM | [26 empty] | Admin : Admin
Electrical Item |  |  | AS00131 | 125 LPM IR Tool Box |  | 0 |  |  | 1 | Part |  |  | NO | NO |  | NO |  | 14-APR-2023 4:50:30PM | [26 empty] | Admin : Admin
Electrical Item |  |  | AS00132 | 125 LPM K Carton Box 1st |  | 0 |  |  | 1 | Part |  |  | NO | NO |  | NO |  | 14-APR-2023 4:50:30PM | [26 empty] | Admin : Admin
Electrical Item |  |  | AS00133 | 125 LPM K Carton Box 2nd |  | 0 |  |  | 1 | Part |  |  | NO | NO |  | NO |  | 14-APR-2023 4:50:30PM | [26 empty] | Admin : Admin
Electrical Item |  |  | AS00134 | 125 LPM K Spare Box |  | 0 |  |  | 1 | Part |  |  | NO | NO |  | NO |  | 14-APR-2023 4:50:30PM | [26 empty] | Admin : Admin
Electrical Item |  |  | AS00135 | 125 LPM K Storage Tank |  | 0 |  |  | 1 | Part |  |  | NO | NO |  | NO |  | 14-APR-2023 4:50:30PM | [26 empty] | Admin : Admin
Electrical Item |  |  | AS00136 | 125 LPM K Tool Box |  | 0 |  |  | 1 | Part |  |  | NO | NO |  | NO |  | 14-APR-2023 4:50:30PM | [26 empty] | Admin : Admin
Electrical Item |  |  | AS00137 | 125 LPM PSA Assembly |  | 0 |  |  | 1 | Part |  |  | NO | NO |  | NO |  | 14-APR-2023 4:50:30PM | [26 empty] | Admin : Admin
Electrical Item |  |  | AS00138 | 1250 LPM Air Receiver Tank |  | 0 |  |  | 1 | Part |  |  | NO | NO |  | NO |  | 14-APR-2023 4:50:30PM | [26 empty] | Admin : Admin
Electrical Item |  |  | AS00139 | 1250 LPM Cabinet Assembly |  | 0 |  |  | 1 | Part |  |  | NO | NO |  | NO |  | 14-APR-2023 4:50:30PM | [26 empty] | Admin : Admin
Electrical Item |  |  | AS00140 | 1250 LPM Carton Box 1st |  | 0 |  |  | 1 | Part |  |  | NO | NO |  | NO |  | 14-APR-2023 4:50:30PM | [26 empty] | Admin : Admin
Electrical Item |  |  | AS00141 | 1250 LPM Carton Box 2nd |  | 0 |  |  | 1 | Part |  |  | NO | NO |  | NO |  | 14-APR-2023 4:50:30PM | [26 empty] | Admin : Admin
Electrical Item |  |  | AS00142 | 1250 LPM Carton Box 3rd |  | 0 |  |  | 1 | Part |  |  | NO | NO |  | NO |  | 14-APR-2023 4:50:30PM | [26 empty] | Admin : Admin
Electrical Item |  |  | AS00143 | 1250 LPM MedO Assembly |  | 0 |  |  | 1 | Part |  |  | NO | NO |  | NO |  | 14-APR-2023 4:50:30PM | [26 empty] | Admin : Admin
Electrical Item |  |  | AS00144 | 1250 LPM Mounting Plate Assembly |  | 0 |  |  | 1 | Part |  |  | NO | NO |  | NO |  | 14-APR-2023 4:50:30PM | [26 empty] | Admin : Admin
Electrical Item |  |  | AS00145 | 1250 LPM PSA Assembly |  | 0 |  |  | 1 | Part |  |  | NO | NO |  | NO |  | 14-APR-2023 4:50:30PM | [26 empty] | Admin : Admin
Electrical Item |  |  | AS00146 | 1250 LPM Spare Box |  | 0 |  |  | 1 | Part |  |  | NO | NO |  | NO |  | 14-APR-2023 4:50:30PM | [26 empty] | Admin : Admin
Electrical Item |  |  | AS00147 | 1250 LPM Storage Tank |  | 0 |  |  | 1 | Part |  |  | NO | NO |  | NO |  | 14-APR-2023 4:50:30PM | [26 empty] | Admin : Admin
Electrical Item |  |  | AS00148 | 1250 LPM Tool Box |  | 64 |  |  | 1 | Part |  |  | NO | NO |  | NO |  | 14-APR-2023 4:50:30PM | [26 empty] | Admin : Admin | 29-DEC-2023 4:59:20PM | H1155 : Raushan Kumar
Electrical Item |  |  | AS00149 | 200 LPM Air Receiver Tank |  | 0 |  |  | 1 | Part |  |  | NO | NO |  | NO |  | 14-APR-2023 4:50:30PM | [26 empty] | Admin : Admin
Electrical Item |  |  | AS00150 | 200 LPM Cabinet Assembly |  | 0 |  |  | 1 | Part |  |  | NO | NO |  | NO |  | 14-APR-2023 4:50:30PM | [26 empty] | Admin : Admin
Electrical Item |  |  | AS00151 | 200 LPM Exhaust Assembly |  | 0 |  |  | 1 | Part |  |  | NO | NO |  | NO |  | 14-APR-2023 4:50:30PM | [26 empty] | Admin : Admin
Electrical Item |  |  | AS00152 | 200 LPM IR Carton Box 1st |  | 0 |  |  | 1 | Part |  |  | NO | NO |  | NO |  | 14-APR-2023 4:50:30PM | [26 empty] | Admin : Admin
Electrical Item |  |  | AS00153 | 200 LPM IR Carton Box 2nd |  | 0 |  |  | 1 | Part |  |  | NO | NO |  | NO |  | 14-APR-2023 4:50:30PM | [26 empty] | Admin : Admin
Electrical Item |  |  | AS00154 | 200 LPM IR Carton Box 3rd |  | 0 |  |  | 1 | Part |  |  | NO | NO |  | NO |  | 14-APR-2023 4:50:30PM | [26 empty] | Admin : Admin
Electrical Item |  |  | AS00155 | 200 LPM IR Spare Box |  | 0 |  |  | 1 | Part |  |  | NO | NO |  | NO |  | 14-APR-2023 4:50:30PM | [26 empty] | Admin : Admin
Electrical Item |  |  | AS00156 | 200 LPM IR Storage Tank |  | 0 |  |  | 1 | Part |  |  | NO | NO |  | NO |  | 14-APR-2023 4:50:30PM | [26 empty] | Admin : Admin
Electrical Item |  |  | AS00157 | 200 LPM IR Tool Box |  | 0 |  |  | 1 | Part |  |  | NO | NO |  | NO |  | 14-APR-2023 4:50:30PM | [26 empty] | Admin : Admin
Electrical Item |  |  | AS00158 | 200 LPM K Carton Box 1st |  | 0 |  |  | 1 | Part |  |  | NO | NO |  | NO |  | 14-APR-2023 4:50:30PM | [26 empty] | Admin : Admin
Electrical Item |  |  | AS00159 | 200 LPM K Carton Box 2nd |  | 0 |  |  | 1 | Part |  |  | NO | NO |  | NO |  | 14-APR-2023 4:50:30PM | [26 empty] | Admin : Admin
Electrical Item |  |  | AS00160 | 200 LPM K Carton Box 3rd |  | 0 |  |  | 1 | Part |  |  | NO | NO |  | NO |  | 14-APR-2023 4:50:30PM | [26 empty] | Admin : Admin
Electrical Item |  |  | AS00161 | 200 LPM K Spare Box |  | 0 |  |  | 1 | Part |  |  | NO | NO |  | NO |  | 14-APR-2023 4:50:30PM | [26 empty] | Admin : Admin
Electrical Item |  |  | AS00162 | 200 LPM K Storage Tank |  | 0 |  |  | 1 | Part |  |  | NO | NO |  | NO |  | 14-APR-2023 4:50:30PM | [26 empty] | Admin : Admin
Electrical Item |  |  | AS00163 | 200 LPM K Tool Box |  | 0 |  |  | 1 | Part |  |  | NO | NO |  | NO |  | 14-APR-2023 4:50:30PM | [26 empty] | Admin : Admin
Electrical Item |  |  | AS00164 | 200 LPM MedO Assembly |  | 0 |  |  | 1 | Part |  |  | NO | NO |  | NO |  | 14-APR-2023 4:50:30PM | [26 empty] | Admin : Admin
Electrical Item |  |  | AS00165 | 200 LPM PSA Assembly |  | 0 |  |  | 1 | Part |  |  | NO | NO |  | NO |  | 14-APR-2023 4:50:30PM | [26 empty] | Admin : Admin
Electrical Item |  |  | AS00166 | 250 LPM Air Receiver Tank |  | 0 |  |  | 1 | Part |  |  | NO | NO |  | NO |  | 14-APR-2023 4:50:30PM | [26 empty] | Admin : Admin
Electrical Item |  |  | AS00167 | 250 LPM Cabinet Assembly |  | 0 |  |  | 1 | Part |  |  | NO | NO |  | NO |  | 14-APR-2023 4:50:30PM | [26 empty] | Admin : Admin
Electrical Item |  |  | AS00168 | 250 LPM Exhaust Assembly |  | 0 |  |  | 1 | Part |  |  | NO | NO |  | NO |  | 14-APR-2023 4:50:30PM | [26 empty] | Admin : Admin
Electrical Item |  |  | AS00169 | 250 LPM IR Carton Box 1st |  | 0 |  |  | 1 | Part |  |  | NO | NO |  | NO |  | 14-APR-2023 4:50:30PM | [26 empty] | Admin : Admin
Electrical Item |  |  | AS00170 | 250 LPM IR Carton Box 2nd |  | 0 |  |  | 1 | Part |  |  | NO | NO |  | NO |  | 14-APR-2023 4:50:30PM | [26 empty] | Admin : Admin
Electrical Item |  |  | AS00171 | 250 LPM K Carton Box 1st |  | 0 |  |  | 1 | Part |  |  | NO | NO |  | NO |  | 14-APR-2023 4:50:30PM | [26 empty] | Admin : Admin
Electrical Item |  |  | AS00172 | 250 LPM K Carton Box 2nd |  | 0 |  |  | 1 | Part |  |  | NO | NO |  | NO |  | 14-APR-2023 4:50:30PM | [26 empty] | Admin : Admin
Electrical Item |  |  | AS00173 | 250 LPM K Carton Box 3rd |  | 0 |  |  | 1 | Part |  |  | NO | NO |  | NO |  | 14-APR-2023 4:50:30PM | [26 empty] | Admin : Admin
Electrical Item |  |  | AS00174 | 250 LPM K Storage Tank |  | 0 |  |  | 1 | Part |  |  | NO | NO |  | NO |  | 14-APR-2023 4:50:30PM | [26 empty] | Admin : Admin
Electrical Item |  |  | AS00175 | 250 LPM MedO Assembly |  | 0 |  |  | 1 | Part |  |  | NO | NO |  | NO |  | 14-APR-2023 4:50:30PM | [26 empty] | Admin : Admin
Electrical Item |  |  | AS00176 | 250 LPM PSA Assembly |  | 0 |  |  | 1 | Part |  |  | NO | NO |  | NO |  | 14-APR-2023 4:50:30PM | [26 empty] | Admin : Admin
Electrical Item |  |  | AS00177 | 300 LPM Air Receiver Tank |  | 0 |  |  | 1 | Part |  |  | NO | NO |  | NO |  | 14-APR-2023 4:50:30PM | [26 empty] | Admin : Admin
Electrical Item |  |  | AS00178 | 300 LPM Cabinet Assembly |  | 0 |  |  | 1 | Part |  |  | NO | NO |  | NO |  | 14-APR-2023 4:50:30PM | [26 empty] | Admin : Admin
Electrical Item |  |  | AS00179 | 300 LPM Exhaust Assembly |  | 0 |  |  | 1 | Part |  |  | NO | NO |  | NO |  | 14-APR-2023 4:50:30PM | [26 empty] | Admin : Admin
Electrical Item |  |  | AS00180 | 300 LPM IR Carton Box 1st |  | 0 |  |  | 1 | Part |  |  | NO | NO |  | NO |  | 14-APR-2023 4:50:30PM | [26 empty] | Admin : Admin
Electrical Item |  |  | AS00181 | 300 LPM IR Carton Box 2nd |  | 0 |  |  | 1 | Part |  |  | NO | NO |  | NO |  | 14-APR-2023 4:50:30PM | [26 empty] | Admin : Admin
Electrical Item |  |  | AS00182 | 300 LPM IR Carton Box 3rd |  | 0 |  |  | 1 | Part |  |  | NO | NO |  | NO |  | 14-APR-2023 4:50:30PM | [26 empty] | Admin : Admin
Electrical Item |  |  | AS00183 | 300 LPM IR Spare Box |  | 0 |  |  | 1 | Part |  |  | NO | NO |  | NO |  | 14-APR-2023 4:50:30PM | [26 empty] | Admin : Admin
Electrical Item |  |  | AS00184 | 300 LPM IR Storage Tank |  | 0 |  |  | 1 | Part |  |  | NO | NO |  | NO |  | 14-APR-2023 4:50:30PM | [26 empty] | Admin : Admin
Electrical Item |  |  | AS00185 | 300 LPM IR Tool Box |  | 0 |  |  | 1 | Part |  |  | NO | NO |  | NO |  | 14-APR-2023 4:50:30PM | [26 empty] | Admin : Admin
Electrical Item |  |  | AS00186 | 300 LPM K Carton Box 1st |  | 0 |  |  | 1 | Part |  |  | NO | NO |  | NO |  | 14-APR-2023 4:50:30PM | [26 empty] | Admin : Admin
Electrical Item |  |  | AS00187 | 300 LPM K Carton Box 2nd |  | 0 |  |  | 1 | Part |  |  | NO | NO |  | NO |  | 14-APR-2023 4:50:30PM | [26 empty] | Admin : Admin
Electrical Item |  |  | AS00188 | 300 LPM K Carton Box 3rd |  | 0 |  |  | 1 | Part |  |  | NO | NO |  | NO |  | 14-APR-2023 4:50:30PM | [26 empty] | Admin : Admin
Electrical Item |  |  | AS00189 | 300 LPM K Spare Box |  | 0 |  |  | 1 | Part |  |  | NO | NO |  | NO |  | 14-APR-2023 4:50:30PM | [26 empty] | Admin : Admin
Electrical Item |  |  | AS00190 | 300 LPM K Storage Tank |  | 0 |  |  | 1 | Part |  |  | NO | NO |  | NO |  | 14-APR-2023 4:50:30PM | [26 empty] | Admin : Admin
Electrical Item |  |  | AS00191 | 300 LPM K Tool Box |  | 0 |  |  | 1 | Part |  |  | NO | NO |  | NO |  | 14-APR-2023 4:50:30PM | [26 empty] | Admin : Admin
Electrical Item |  |  | AS00192 | 300 LPM MedO Assembly |  | 0 |  |  | 1 | Part |  |  | NO | NO |  | NO |  | 14-APR-2023 4:50:30PM | [26 empty] | Admin : Admin
Electrical Item |  |  | AS00193 | 300 LPM PSA Assembly |  | 0 |  |  | 1 | Part |  |  | NO | NO |  | NO |  | 14-APR-2023 4:50:30PM | [26 empty] | Admin : Admin
Electrical Item |  |  | AS00194 | 400 LPM Air Receiver Tank |  | 0 |  |  | 1 | Part |  |  | NO | NO |  | NO |  | 14-APR-2023 4:50:30PM | [26 empty] | Admin : Admin
Electrical Item |  |  | AS00195 | 400 LPM Cabinet Assembly |  | 0 |  |  | 1 | Part |  |  | NO | NO |  | NO |  | 14-APR-2023 4:50:30PM | [26 empty] | Admin : Admin
Electrical Item |  |  | AS00196 | 400 LPM Exhaust Assembly |  | 0 |  |  | 1 | Part |  |  | NO | NO |  | NO |  | 14-APR-2023 4:50:30PM | [26 empty] | Admin : Admin | 25-OCT-2024 10:52:11AM | H1155 : Raushan Kumar
Electrical Item |  |  | AS00197 | 400 LPM IR Carton Box 1st |  | 0 |  |  | 1 | Part |  |  | NO | NO |  | NO |  | 14-APR-2023 4:50:30PM | [26 empty] | Admin : Admin
Electrical Item |  |  | AS00198 | 400 LPM IR Carton Box 2nd |  | 0 |  |  | 1 | Part |  |  | NO | NO |  | NO |  | 14-APR-2023 4:50:30PM | [26 empty] | Admin : Admin
Electrical Item |  |  | AS00199 | 400 LPM IR Carton Box 3rd |  | 0 |  |  | 1 | Part |  |  | NO | NO |  | NO |  | 14-APR-2023 4:50:30PM | [26 empty] | Admin : Admin
Electrical Item |  |  | AS00200 | 400 LPM IR Spare Box |  | 0 |  |  | 1 | Part |  |  | NO | NO |  | NO |  | 14-APR-2023 4:50:30PM | [26 empty] | Admin : Admin
Electrical Item |  |  | AS00201 | 400 LPM IR Storage Tank |  | 0 |  |  | 1 | Part |  |  | NO | NO |  | NO |  | 14-APR-2023 4:50:30PM | [26 empty] | Admin : Admin
Electrical Item |  |  | AS00202 | 400 LPM IR Tool Box |  | 0 |  |  | 1 | Part |  |  | NO | NO |  | NO |  | 14-APR-2023 4:50:30PM | [26 empty] | Admin : Admin
Electrical Item |  |  | AS00203 | 400 LPM K Carton Box 1st |  | 0 |  |  | 1 | Part |  |  | NO | NO |  | NO |  | 14-APR-2023 4:50:30PM | [26 empty] | Admin : Admin
Electrical Item |  |  | AS00204 | 400 LPM K Carton Box 2nd |  | 0 |  |  | 1 | Part |  |  | NO | NO |  | NO |  | 14-APR-2023 4:50:30PM | [26 empty] | Admin : Admin
Electrical Item |  |  | AS00205 | 400 LPM K Carton Box 3rd |  | 0 |  |  | 1 | Part |  |  | NO | NO |  | NO |  | 14-APR-2023 4:50:30PM | [26 empty] | Admin : Admin
Electrical Item |  |  | AS00206 | 400 LPM K Spare Box |  | 0 |  |  | 1 | Part |  |  | NO | NO |  | NO |  | 14-APR-2023 4:50:30PM | [26 empty] | Admin : Admin
Electrical Item |  |  | AS00207 | 400 LPM K Storage Tank |  | 0 |  |  | 1 | Part |  |  | NO | NO |  | NO |  | 14-APR-2023 4:50:30PM | [26 empty] | Admin : Admin
Electrical Item |  |  | AS00208 | 400 LPM K Tool Box |  | 0 |  |  | 1 | Part |  |  | NO | NO |  | NO |  | 14-APR-2023 4:50:30PM | [26 empty] | Admin : Admin
Electrical Item |  |  | AS00209 | 400 LPM MedO Assembly |  | 0 |  |  | 1 | Part |  |  | NO | NO |  | NO |  | 14-APR-2023 4:50:30PM | [26 empty] | Admin : Admin
Electrical Item |  |  | AS00210 | 400 LPM PSA Assembly |  | 0 |  |  | 1 | Part |  |  | NO | NO |  | NO |  | 14-APR-2023 4:50:30PM | [26 empty] | Admin : Admin
Electrical Item |  |  | AS00211 | 50 LPM Cabinet Assembly |  | 0 |  |  | 1 | Part |  |  | NO | NO |  | NO |  | 14-APR-2023 4:50:30PM | [26 empty] | Admin : Admin
Electrical Item |  |  | AS00212 | 50 LPM Carton Box 1st |  | 0 |  |  | 1 | Part |  |  | NO | NO |  | NO |  | 14-APR-2023 4:50:30PM | [26 empty] | Admin : Admin
Electrical Item |  |  | AS00213 | 50 LPM Carton Box 2nd |  | 0 |  |  | 1 | Part |  |  | NO | NO |  | NO |  | 14-APR-2023 4:50:30PM | [26 empty] | Admin : Admin
Electrical Item |  |  | AS00214 | 50 LPM MedO Assembly |  | 0 |  |  | 1 | Part |  |  | NO | NO |  | NO |  | 14-APR-2023 4:50:30PM | [26 empty] | Admin : Admin
Electrical Item |  |  | AS00215 | 50 LPM PSA Assembly |  | 0 |  |  | 1 | Part |  |  | NO | NO |  | NO |  | 14-APR-2023 4:50:30PM | [26 empty] | Admin : Admin
Electrical Item |  |  | AS00216 | 50 LPM Spare Box |  | 0 |  |  | 1 | Part |  |  | NO | NO |  | NO |  | 14-APR-2023 4:50:30PM | [26 empty] | Admin : Admin
Electrical Item |  |  | AS00217 | 50 LPM Storage Tank |  | 0 |  |  | 1 | Part |  |  | NO | NO |  | NO |  | 14-APR-2023 4:50:30PM | [26 empty] | Admin : Admin
Electrical Item |  |  | AS00218 | 50 LPM Tool Box |  | 0 |  |  | 1 | Part |  |  | NO | NO |  | NO |  | 14-APR-2023 4:50:30PM | [26 empty] | Admin : Admin
Electrical Item |  |  | AS00219 | 500 LPM Air Receiver Tank |  | 0 |  |  | 1 | Part |  |  | NO | NO |  | NO |  | 14-APR-2023 4:50:30PM | [26 empty] | Admin : Admin
Electrical Item |  |  | AS00220 | 500 LPM Cabinet Assembly |  | 0 |  |  | 1 | Part |  |  | NO | NO |  | NO |  | 14-APR-2023 4:50:30PM | [26 empty] | Admin : Admin
Electrical Item |  |  | AS00221 | 500 LPM Exhaust Assembly |  | 0 |  |  | 1 | Part |  |  | NO | NO |  | NO |  | 14-APR-2023 4:50:30PM | [26 empty] | Admin : Admin
Electrical Item |  |  | AS00222 | 500 LPM IR Carton Box 1st |  | 0 |  |  | 1 | Part |  |  | NO | NO |  | NO |  | 14-APR-2023 4:50:30PM | [26 empty] | Admin : Admin
Electrical Item |  |  | AS00223 | 500 LPM IR Carton Box 2nd |  | 0 |  |  | 1 | Part |  |  | NO | NO |  | NO |  | 14-APR-2023 4:50:30PM | [26 empty] | Admin : Admin
Electrical Item |  |  | AS00224 | 500 LPM IR Carton Box 3rd |  | 0 |  |  | 1 | Part |  |  | NO | NO |  | NO |  | 14-APR-2023 4:50:30PM | [26 empty] | Admin : Admin
Electrical Item |  |  | AS00225 | 500 LPM IR Spare Box |  | 0 |  |  | 1 | Part |  |  | NO | NO |  | NO |  | 14-APR-2023 4:50:30PM | [26 empty] | Admin : Admin
Electrical Item |  |  | AS00226 | 500 LPM IR Storage Tank |  | 0 |  |  | 1 | Part |  |  | NO | NO |  | NO |  | 14-APR-2023 4:50:30PM | [26 empty] | Admin : Admin
Electrical Item |  |  | AS00227 | 500 LPM IR Tool Box |  | 0 |  |  | 1 | Part |  |  | NO | NO |  | NO |  | 14-APR-2023 4:50:30PM | [26 empty] | Admin : Admin
Electrical Item |  |  | AS00228 | 500 LPM K Carton Box 1st |  | 0 |  |  | 1 | Part |  |  | NO | NO |  | NO |  | 14-APR-2023 4:50:30PM | [26 empty] | Admin : Admin
Electrical Item |  |  | AS00229 | 500 LPM K Carton Box 2nd |  | 0 |  |  | 1 | Part |  |  | NO | NO |  | NO |  | 14-APR-2023 4:50:30PM | [26 empty] | Admin : Admin
Electrical Item |  |  | AS00230 | 500 LPM K Carton Box 3rd |  | 0 |  |  | 1 | Part |  |  | NO | NO |  | NO |  | 14-APR-2023 4:50:30PM | [26 empty] | Admin : Admin
Electrical Item |  |  | AS00231 | 500 LPM K Spare Box |  | 0 |  |  | 1 | Part |  |  | NO | NO |  | NO |  | 14-APR-2023 4:50:30PM | [26 empty] | Admin : Admin
Electrical Item |  |  | AS00232 | 500 LPM K Storage Tank |  | 0 |  |  | 1 | Part |  |  | NO | NO |  | NO |  | 14-APR-2023 4:50:30PM | [26 empty] | Admin : Admin
Electrical Item |  |  | AS00233 | 500 LPM K Tool Box |  | 0 |  |  | 1 | Part |  |  | NO | NO |  | NO |  | 14-APR-2023 4:50:30PM | [26 empty] | Admin : Admin
Electrical Item |  |  | AS00234 | 500 LPM MedO Assembly |  | 0 |  |  | 1 | Part |  |  | NO | NO |  | NO |  | 14-APR-2023 4:50:30PM | [26 empty] | Admin : Admin
Electrical Item |  |  | AS00235 | 500 LPM PSA Assembly |  | 0 |  |  | 1 | Part |  |  | NO | NO |  | NO |  | 14-APR-2023 4:50:30PM | [26 empty] | Admin : Admin
Electrical Item |  |  | AS00236 | 600 LPM Air Receiver Tank |  | 0 |  |  | 1 | Part |  |  | NO | NO |  | NO |  | 14-APR-2023 4:50:30PM | [26 empty] | Admin : Admin
Electrical Item |  |  | AS00237 | 600 LPM Cabinet Assembly |  | 0 |  |  | 1 | Part |  |  | NO | NO |  | NO |  | 14-APR-2023 4:50:30PM | [26 empty] | Admin : Admin
Electrical Item |  |  | AS00238 | 600 LPM Exhaust Assembly |  | 0 |  |  | 1 | Part |  |  | NO | NO |  | NO |  | 14-APR-2023 4:50:30PM | [26 empty] | Admin : Admin
Electrical Item |  |  | AS00239 | 600 LPM IR Carton Box 1st |  | 0 |  |  | 1 | Part |  |  | NO | NO |  | NO |  | 14-APR-2023 4:50:30PM | [26 empty] | Admin : Admin
Electrical Item |  |  | AS00240 | 600 LPM IR Carton Box 2nd |  | 0 |  |  | 1 | Part |  |  | NO | NO |  | NO |  | 14-APR-2023 4:50:30PM | [26 empty] | Admin : Admin
Electrical Item |  |  | AS00241 | 600 LPM IR Carton Box 3rd |  | 0 |  |  | 1 | Part |  |  | NO | NO |  | NO |  | 14-APR-2023 4:50:30PM | [26 empty] | Admin : Admin
Electrical Item |  |  | AS00242 | 600 LPM IR Spare Box |  | 0 |  |  | 1 | Part |  |  | NO | NO |  | NO |  | 14-APR-2023 4:50:30PM | [26 empty] | Admin : Admin
Electrical Item |  |  | AS00243 | 600 LPM IR Storage Tank |  | 0 |  |  | 1 | Part |  |  | NO | NO |  | NO |  | 14-APR-2023 4:50:30PM | [26 empty] | Admin : Admin
Electrical Item |  |  | AS00244 | 600 LPM IR Tool Box |  | 0 |  |  | 1 | Part |  |  | NO | NO |  | NO |  | 14-APR-2023 4:50:30PM | [26 empty] | Admin : Admin
Electrical Item |  |  | AS00245 | 600 LPM K Carton Box 1st |  | 0 |  |  | 1 | Part |  |  | NO | NO |  | NO |  | 14-APR-2023 4:50:30PM | [26 empty] | Admin : Admin
Electrical Item |  |  | AS00246 | 600 LPM K Carton Box 2nd |  | 0 |  |  | 1 | Part |  |  | NO | NO |  | NO |  | 14-APR-2023 4:50:30PM | [26 empty] | Admin : Admin
Electrical Item |  |  | AS00247 | 600 LPM K Carton Box 3rd |  | 0 |  |  | 1 | Part |  |  | NO | NO |  | NO |  | 14-APR-2023 4:50:30PM | [26 empty] | Admin : Admin
Electrical Item |  |  | AS00248 | 600 LPM K Spare Box |  | 0 |  |  | 1 | Part |  |  | NO | NO |  | NO |  | 14-APR-2023 4:50:30PM | [26 empty] | Admin : Admin
Electrical Item |  |  | AS00249 | 600 LPM K Storage Tank |  | 0 |  |  | 1 | Part |  |  | NO | NO |  | NO |  | 14-APR-2023 4:50:30PM | [26 empty] | Admin : Admin
Electrical Item |  |  | AS00250 | 600 LPM K Tool Box |  | 0 |  |  | 1 | Part |  |  | NO | NO |  | NO |  | 14-APR-2023 4:50:30PM | [26 empty] | Admin : Admin
Electrical Item |  |  | AS00251 | 600 LPM MedO Assembly |  | 0 |  |  | 1 | Part |  |  | NO | NO |  | NO |  | 14-APR-2023 4:50:30PM | [26 empty] | Admin : Admin
Electrical Item |  |  | AS00252 | 600 LPM PSA Assembly |  | 0 |  |  | 1 | Part |  |  | NO | NO |  | NO |  | 14-APR-2023 4:50:30PM | [26 empty] | Admin : Admin
Electrical Item | PVC Conduit fittings |  | AS00253 | Cable Tray, CAP 2 inch x 2500 mm |  | 286 | PCS | 1 | 1 | Part | 18 | 0 | NO | NO |  | NO |  | 14-APR-2023 4:50:30PM | [26 empty] | Admin : Admin | 05-JUN-2025 11:33:57AM | H1155 : Raushan Kumar
Electrical Item | PVC Conduit fittings |  | AS00254 | 3 Cable Tray, CAP 4 inch x 2500 mm |  | 87 | PCS | 0 | 1 | Part | 18 | 0 | NO | NO |  | NO |  | 14-APR-2023 4:50:30PM | [26 empty] | Admin : Admin | 17-MAY-2025 12:16:26PM | H1155 : Raushan Kumar
Electrical Item |  |  | AS00255 | Earthing Strip Assembly |  | 71 |  | 18 | 1 | Part |  |  | NO | NO |  | NO |  | 14-APR-2023 4:50:30PM | [26 empty] | Admin : Admin
Electrical Item |  |  | AS00268 | Air Filter Element AA,AO,ACS (Yuka) 1.5" (L145 / L080)/ |  | 0 | SET |  | 1 | Part | 18 |  | NO | NO |  | NO |  | 20-MAY-2023 5:02:57PM | [26 empty] | E1143 : AT-EMP-033
After Sales | Spare |  | AS00270 | Filter element L058 ACS FT | 84219900 | 1 | SET | 2400 | 1 | Part | 18 | 0 | NO | NO |  | NO |  | 01-JUN-2023 1:40:45PM | [26 empty] | E1143 : AT-EMP-033 | 18-APR-2025 10:55:53AM | H1155 : Raushan Kumar
Electrical Item |  |  | AS00271 | Air Filter element LFA 100 (AO,AA,ACS) |  | 0 | SET |  | 1 | Part | 18 |  | NO | NO |  | NO |  | 01-JUN-2023 1:39:54PM | [26 empty] | E1143 : AT-EMP-033
After Sales | Spare |  | AS00272 | Air Filter element ELFA 080AO - FT | 84219900 | 0 | PCS | 3200 | 1 | Part | 18 | 0 | NO | NO |  | NO |  | 01-JUN-2023 1:39:02PM | [26 empty] | E1143 : AT-EMP-033 | 29-MAR-2025 12:42:17PM | H1155 : Raushan Kumar
Electrical Item |  |  | AS00273 | Air Filter element L220 (AO,AA,ACS) |  | 0 |  |  | 1 | Part | 18 |  | NO | NO |  | NO |  | 01-JUN-2023 1:42:24PM | [26 empty] | E1143 : AT-EMP-033
Electrical Item |  |  | AS00274 | Air Filter element LFA 060 (AO,AA,ACS) |  | 0 | SET |  | 1 | Part | 18 |  | NO | NO |  | NO |  | 01-JUN-2023 1:37:41PM | [26 empty] | E1143 : AT-EMP-033
After Sales | AMC |  | AS1 | Absstem Shield-MEDO 01 | 998719 | 1 |  |  | 99500 | Part | 18 | 0 | YES | NO |  | NO | Absstem Shield - PSA Oxygen Plant Full Package - AMC | 23-AUG-2023 5:48:37PM | Gas Generated | Medical Oxygen | Module Option | PSA plant Full Package | Make of Gas Generator | Absstem | Model of Gas Generator | MEDO 01 | Number of Visits | 4 Preventive + 2 Breakdown | Duration | 1 year | Consumables | Not Included | [12 empty] | E1002 : Pradeep Sati
After Sales | AMC |  | AS10 | Absstem Shield-MEDO 15 | 998719 | 0 |  |  | 99500 | Part | 18 | 0 | YES | NO |  | NO | Absstem Shield - PSA Oxygen Plant Full Package - AMC | 23-AUG-2023 5:48:37PM | Gas Generated | Medical Oxygen | Module Option | PSA plant Full Package | Make of Gas Generator | Absstem | Model of Gas Generator | MEDO 15 | Number of Visits | 4 Preventive + 2 Breakdown | Duration | 1 year | Consumables | Not Included | [12 empty] | E1002 : Pradeep Sati
After Sales | CMC - MedO |  | AS100 | Absstem Shield Premium-MEDO 250 B | 998719 | 0 |  |  | 1250000 | Part | 18 | 0 | YES | NO |  | NO | Absstem Shield Premium - PSA Oxygen Plant only - CMC | 23-AUG-2023 5:48:38PM | Gas Generated | Medical Oxygen | Module Option | PSA Plant Only | Make of Gas Generator | Absstem | Model of Gas Generator | MEDO 250 B | Number of Visits | 4 Preventive + Unlimited Breakdown | Duration | 1 year | Consumables | Included | [12 empty] | E1002 : Pradeep Sati
After Sales | AMC |  | AS101 | Silencer - 1/2 " |  | 0 |  |  | 8500 | Part | 18 | 0 | NO | NO |  | NO | Silencer for PSA Exhaust | 28-AUG-2023 11:53:58AM | Size | 1/2 inch | End Connection | Screwed | [22 empty] | E1002 : Pradeep Sati
After Sales | AMC |  | AS102 | Silencer - 3/4 " |  | 0 |  |  | 9700 | Part | 18 | 0 | NO | NO |  | NO | Silencer for PSA Exhaust | 28-AUG-2023 11:53:58AM | Size | 3/4 inch | End Connection | Screwed | [22 empty] | E1002 : Pradeep Sati
After Sales | AMC |  | AS103 | Silencer - 1" |  | 0 |  | 1 | 10300 | Part | 18 | 0 | NO | NO |  | NO | Silencer for PSA Exhaust | 28-AUG-2023 11:53:58AM | Size | 1 inch | End Connection | Screwed | [22 empty] | E1002 : Pradeep Sati | 18-APR-2024 9:59:54AM | H1155 : Raushan Kumar
After Sales | AMC |  | AS104 | Silencer - 1.5" |  | 0 |  |  | 12900 | Part | 18 | 0 | NO | NO |  | NO | Silencer for PSA Exhaust | 28-AUG-2023 11:53:58AM | Size | 1.5 inch | End Connection | Screwed | [22 empty] | E1002 : Pradeep Sati
After Sales | AMC |  | AS105 | Silencer - 2 " |  | 0 |  |  | 14800 | Part | 18 | 0 | NO | NO |  | NO | Silencer for PSA Exhaust | 28-AUG-2023 11:53:58AM | Size | 2 inch | End Connection | Screwed | [22 empty] | E1002 : Pradeep Sati
After Sales | Spare |  | AS106 | Relay - DC Dryer 400 Controller IR | 9032 | 2 | PCS | 3200 | 5175 | Part | 18 | 0 | NO | NO |  | NO | Relay for Dryer Controller | 28-AUG-2023 11:53:58AM | [26 empty] | E1002 : Pradeep Sati | 23-DEC-2024 11:47:30AM | E1117 : Arun Kumar
After Sales | Spare |  | AS107 | Angle Valve - 1/2 " |  | 0 |  | 0 | 7030 | Part | 18 | 0 | NO | NO |  | NO | Pneumatic Angle Valve without SOV | 28-AUG-2023 12:03:57PM | Size | 1/2 inch | End Connection | Screwed | [22 empty] | E1002 : Pradeep Sati | 14-DEC-2023 11:34:35AM | E1117 : Arun Kumar
After Sales | Spare |  | AS108 | Angle Valve - 3/4 " |  | 0 |  | 0 | 7800 | Part | 18 | 0 | NO | NO |  | NO | Pneumatic Angle Valve without SOV | 28-AUG-2023 12:03:57PM | Size | 3/4 inch | End Connection | Screwed | [22 empty] | E1002 : Pradeep Sati | 06-MAY-2025 10:52:06AM | E1117 : Arun Kumar
After Sales | Spare |  | AS109 | Angle Valve - 1" |  | 0 |  | 1 | 8484 | Part | 18 | 0 | NO | NO |  | NO | Pneumatic Angle Valve without SOV | 28-AUG-2023 12:03:57PM | Size | 1 inch | End Connection | Screwed | [22 empty] | E1002 : Pradeep Sati | 10-MAY-2024 2:43:01PM | H1155 : Raushan Kumar
After Sales | AMC |  | AS11 | Absstem Shield-MEDO 18 | 998719 | 0 |  |  | 99500 | Part | 18 | 0 | YES | NO |  | NO | Absstem Shield - PSA Oxygen Plant Full Package - AMC | 23-AUG-2023 5:48:37PM | Gas Generated | Medical Oxygen | Module Option | PSA plant Full Package | Make of Gas Generator | Absstem | Model of Gas Generator | MEDO 18 | Number of Visits | 4 Preventive + 2 Breakdown | Duration | 1 year | Consumables | Not Included | [12 empty] | E1002 : Pradeep Sati
After Sales | Spare |  | AS110 | Angle Valve - 1.5 " |  | 0 |  |  | 14630 | Part | 18 | 0 | NO | NO |  | NO | Pneumatic Angle Valve without SOV | 28-AUG-2023 12:03:57PM | Size | 1.5 inch | End Connection | Screwed | [22 empty] | E1002 : Pradeep Sati
After Sales | Spare |  | AS111 | Angle Valve - 2 " |  | 0 |  |  | 15200 | Part | 18 | 0 | NO | NO |  | NO | Pneumatic Angle Valve without SOV | 28-AUG-2023 12:03:57PM | Size | 2 inch | End Connection | Screwed | [22 empty] | E1002 : Pradeep Sati
After Sales | Spare |  | AS112 | Silencer - 1/2 " |  | 0 |  |  | 8500 | Part | 18 | 0 | NO | NO |  | NO | Silencer for PSA Exhaust | 28-AUG-2023 12:03:57PM | Size | 1/2 inch | End Connection | Screwed | [22 empty] | E1002 : Pradeep Sati
After Sales | Spare |  | AS113 | Silencer - 3/4 " |  | 0 |  |  | 9700 | Part | 18 | 0 | NO | NO |  | NO | Silencer for PSA Exhaust | 28-AUG-2023 12:03:57PM | Size | 3/4 inch | End Connection | Screwed | [22 empty] | E1002 : Pradeep Sati
After Sales | Spare |  | AS114 | Silencer - 1" |  | 0 |  |  | 10300 | Part | 18 | 0 | NO | NO |  | NO | Silencer for PSA Exhaust | 28-AUG-2023 12:03:57PM | Size | 1 inch | End Connection | Screwed | [22 empty] | E1002 : Pradeep Sati
After Sales | Spare |  | AS115 | Silencer - 1.5" |  | 0 |  |  | 12900 | Part | 18 | 0 | NO | NO |  | NO | Silencer for PSA Exhaust | 28-AUG-2023 12:03:57PM | Size | 1.5 inch | End Connection | Screwed | [22 empty] | E1002 : Pradeep Sati
After Sales | Spare |  | AS116 | Silencer - 2 " |  | 0 |  |  | 14800 | Part | 18 | 0 | NO | NO |  | NO | Silencer for PSA Exhaust | 28-AUG-2023 12:03:57PM | Size | 2 inch | End Connection | Screwed | [22 empty] | E1002 : Pradeep Sati
After Sales | Spare |  | AS117 | Relay - DC -Relay for Dryer Controller- GR3800-4G3D Dryer D600 | 85369090 | 0 | PCS | 600 | 5175 | Part | 18 | 0 | NO | NO |  | NO | Relay for Dryer Controller | 28-AUG-2023 12:03:57PM | Spec | GoodSpac GR3800-4G3D P.U: 180-195 VAC D.o: 40-105 VAC FLA: 16A 277V 50Hz RES: 35 A 277V RES : 50A 415 V 2023 B.O | [24 empty] | E1002 : Pradeep Sati | 28-MAY-2025 3:42:32PM | H1155 : Raushan Kumar
After Sales | AMC |  | AS118 | Annual Maintenance Contract | 998719 | 0 |  | 0 | 99500 | Part | 18 | 0 | YES | NO |  | NO | Annual Maintenance Contract | 11-SEP-2023 9:14:45PM | Duration | 1 year | Visit Schedule | 4 Preventive Visits + 2 Breakdown Visits | Make of PSA Oxygen Plant | Any Make | [20 empty] | E1002 : Pradeep Sati | 17-OCT-2024 4:12:21PM | E1002 : Pradeep Sati
After Sales | CMC - MedO |  | AS119 | Comprehensive Maintenance Contract |  | 0 |  |  | 650000 | Part | 18 | 0 | YES | NO |  | NO | Comprehensive Maintenance Contract | 11-SEP-2023 9:14:45PM | Duration | 1 year | Visit Schedule | 4 Preventive Visits + Unlimited Breakdown Visits | Make of PSA Oxygen Plant | Any Make | [20 empty] | E1002 : Pradeep Sati
After Sales | AMC |  | AS12 | Absstem Shield-MEDO 22 | 998719 | 0 |  |  | 99500 | Part | 18 | 0 | YES | NO |  | NO | Absstem Shield - PSA Oxygen Plant Full Package - AMC | 23-AUG-2023 5:48:37PM | Gas Generated | Medical Oxygen | Module Option | PSA plant Full Package | Make of Gas Generator | Absstem | Model of Gas Generator | MEDO 22 | Number of Visits | 4 Preventive + 2 Breakdown | Duration | 1 year | Consumables | Not Included | [12 empty] | E1002 : Pradeep Sati
After Sales | Spare |  | AS120 | ZMS |  | 0 | KG | 0 | 1250 | Part | 18 | 0 | NO | NO |  | NO | Zeolite Molecular Sieves | 11-SEP-2023 9:17:31PM | UOM | Kg | Size | 1.6-2.0 mm | Bulk Density | 0.649 g/ml | [20 empty] | E1002 : Pradeep Sati | 17-JUN-2025 12:49:04PM | E1002 : Pradeep Sati
After Sales | Spare |  | AS121 | Activated Alumina Ball 3-5 MM |  | 471 | KG | 95 | 200 | Part | 18 | 0 | NO | NO |  | NO | Activated Alumina | 11-SEP-2023 9:17:31PM | UOM | Kg | Size | 4 mm | Bulk Density | 0.73 g/ml | [20 empty] | E1002 : Pradeep Sati | 17-JUN-2025 12:49:18PM | E1002 : Pradeep Sati
After Sales | Spare |  | AS122 | Ceramic Balls |  | 296 | KG | 50 | 100 | Part | 18 | 0 | NO | NO |  | NO | Ceramic Balls | 11-SEP-2023 9:17:31PM | UOM | Kg | Size | 12 mm | [22 empty] | E1002 : Pradeep Sati | 17-JUN-2025 12:49:30PM | E1002 : Pradeep Sati
After Sales | Spare |  | AS123 | Silencer - 1/2 " |  | 0 |  |  | 8500 | Part | 18 | 0 | NO | NO |  | NO | Silencer for PSA Exhaust | 11-SEP-2023 9:17:31PM | Size | 1/2 inch | End Connection | Screwed | [22 empty] | E1002 : Pradeep Sati
After Sales | Spare |  | AS124 | Silencer - 3/4 " |  | 0 |  |  | 9700 | Part | 18 | 0 | NO | NO |  | NO | Silencer for PSA Exhaust | 11-SEP-2023 9:17:31PM | Size | 3/4 inch | End Connection | Screwed | [22 empty] | E1002 : Pradeep Sati
After Sales | Spare |  | AS125 | Silencer - 1" |  | 0 |  |  | 10300 | Part | 18 | 0 | NO | NO |  | NO | Silencer for PSA Exhaust | 11-SEP-2023 9:17:31PM | Size | 1 inch | End Connection | Screwed | [22 empty] | E1002 : Pradeep Sati
After Sales | Spare |  | AS126 | Silencer - 1.5" |  | 0 |  |  | 12900 | Part | 18 | 0 | NO | NO |  | NO | Silencer for PSA Exhaust | 11-SEP-2023 9:17:31PM | Size | 1.5 inch | End Connection | Screwed | [22 empty] | E1002 : Pradeep Sati
After Sales | Spare |  | AS127 | Silencer - 2 " |  | 0 |  |  | 14800 | Part | 18 | 0 | NO | NO |  | NO | Silencer for PSA Exhaust | 11-SEP-2023 9:17:31PM | Size | 2 inch | End Connection | Screwed | [22 empty] | E1002 : Pradeep Sati
After Sales | Spare |  | AS128 | Relay - DC Dryer upto 280 - KARP N4241 | 8418 | 2 | PCS | 550 | 5175 | Part | 18 | 0 | NO | NO |  | NO | Relay for Dryer Controller | 11-SEP-2023 9:17:31PM | [26 empty] | E1002 : Pradeep Sati | 25-MAR-2025 10:35:30AM | H1155 : Raushan Kumar
After Sales | Spare |  | AS129 | Air Filter Regulator |  | 0 | PCS |  | 3500 | Part | 18 | 0 | NO | NO |  | NO | Pressure Regulator | 12-SEP-2023 2:34:51PM | End Connection | 1/2 Inch | Maximum pressure | 10 Kg/cm2g | Range | 0-10 Kg/cm2g | Accessories | Pressure Guage | Medium | Air/Nitrogen/ Any inert Gas | Pressure Regulation | Downstream | [14 empty] | E1002 : Pradeep Sati
After Sales | AMC |  | AS13 | Absstem Shield-MEDO 25 | 998719 | 0 |  |  | 99500 | Part | 18 | 0 | YES | NO |  | NO | Absstem Shield - PSA Oxygen Plant Full Package - AMC | 23-AUG-2023 5:48:37PM | Gas Generated | Medical Oxygen | Module Option | PSA plant Full Package | Make of Gas Generator | Absstem | Model of Gas Generator | MEDO 25 | Number of Visits | 4 Preventive + 2 Breakdown | Duration | 1 year | Consumables | Not Included | [12 empty] | E1002 : Pradeep Sati
After Sales | Spare |  | AS130 | Air Filter Regulator |  | 0 | PCS |  | 2500 | Part | 18 | 0 | NO | NO |  | NO | Pressure Regulator | 12-SEP-2023 2:34:51PM | End Connection | 1/4 Inch | Maximum pressure | 10 Kg/cm2g | Range | 0-10 Kg/cm2g | Accessories | Pressure Guage | Medium | Air/Nitrogen/ Any inert Gas | Pressure Regulation | Downstream | [14 empty] | E1002 : Pradeep Sati
After Sales | Spare |  | AS131 | PRV |  | 0 | PCS |  | 4700 | Part | 18 | 0 | NO | NO |  | NO | Pressure Reducing Valve | 12-SEP-2023 2:34:51PM | End Connection | 1/2 Inch | Maximum pressure | 10 Kg/cm2g | Range | 0-10 Kg/cm2g | Accessories | Pressure Guage | Medium | Air/Nitrogen/ Any inert Gas | Pressure Regulation | Downstream | [14 empty] | E1002 : Pradeep Sati
After Sales | Spare |  | AS132 | PRV |  | 0 | PCS |  | 6300 | Part | 18 | 0 | NO | NO |  | NO | Pressure Reducing Valve | 12-SEP-2023 2:34:51PM | End Connection | 3/4 Inch | Maximum pressure | 10 Kg/cm2g | Range | 0-10 Kg/cm2g | Accessories | Pressure Guage | Medium | Air/Nitrogen/ Any inert Gas | Pressure Regulation | Downstream | [14 empty] | E1002 : Pradeep Sati
After Sales | Spare |  | AS133 | PRV |  | 0 | PCS |  | 8500 | Part | 18 | 0 | NO | NO |  | NO | Pressure Reducing Valve | 12-SEP-2023 2:34:51PM | End Connection | 1 inch | Maximum pressure | 10 Kg/cm2g | Range | 0-10 Kg/cm2g | Accessories | Pressure Guage | Medium | Air/Nitrogen/ Any inert Gas | Pressure Regulation | Downstream | [14 empty] | E1002 : Pradeep Sati
After Sales | Spare |  | AS134 | PRV |  | 0 | PCS |  | 14700 | Part | 18 | 0 | NO | NO |  | NO | Pressure Reducing Valve | 12-SEP-2023 2:34:51PM | End Connection | 1.5 Inch | Maximum pressure | 10 Kg/cm2g | Range | 0-10 Kg/cm2g | Accessories | Pressure Guage | Medium | Air/Nitrogen/ Any inert Gas | Pressure Regulation | Downstream | [14 empty] | E1002 : Pradeep Sati
After Sales | Spare |  | AS135 | PRV - O2 |  | 0 | PCS |  | 6500 | Part | 18 | 0 | NO | NO |  | NO | Pressure Reducing Valve | 12-SEP-2023 2:34:51PM | End Connection | 1/2 Inch | Maximum pressure | 10 Kg/cm2g | Range | 0-10 Kg/cm2g | Accessories | Pressure Guage | Medium | Oxygen Gas | Pressure Regulation | Downstream | [14 empty] | E1002 : Pradeep Sati
After Sales | Spare |  | AS136 | PRV - O2 |  | 0 | PCS |  | 7800 | Part | 18 | 0 | NO | NO |  | NO | Pressure Reducing Valve | 12-SEP-2023 2:34:51PM | End Connection | 3/4 Inch | Maximum pressure | 10 Kg/cm2g | Range | 0-10 Kg/cm2g | Accessories | Pressure Guage | Medium | Oxygen Gas | Pressure Regulation | Downstream | [14 empty] | E1002 : Pradeep Sati
After Sales | Spare |  | AS137 | PRV - O2 |  | 0 | PCS |  | 9800 | Part | 18 | 0 | NO | NO |  | NO | Pressure Reducing Valve | 12-SEP-2023 2:34:51PM | End Connection | 1 inch | Maximum pressure | 10 Kg/cm2g | Range | 0-10 Kg/cm2g | Accessories | Pressure Guage | Medium | Oxygen Gas | Pressure Regulation | Downstream | [14 empty] | E1002 : Pradeep Sati
After Sales | Spare |  | AS138 | PRV - O2 |  | 0 | PCS |  | 16700 | Part | 18 | 0 | NO | NO |  | NO | Pressure Reducing Valve | 12-SEP-2023 2:34:51PM | End Connection | 1.5 Inch | Maximum pressure | 10 Kg/cm2g | Range | 0-10 Kg/cm2g | Accessories | Pressure Guage | Medium | Oxygen Gas | Pressure Regulation | Downstream | [14 empty] | E1002 : Pradeep Sati
After Sales | Spare |  | AS139 | PHV |  | 0 | PCS |  | 4300 | Part | 18 | 0 | NO | NO |  | NO | Pressure Holding Valve | 12-SEP-2023 2:34:51PM | End Connection | 1/2 Inch | Maximum pressure | 10 Kg/cm2g | Range | 0-10 Kg/cm2g | Accessories | Pressure Guage | Medium | Air/Nitrogen/ Any inert Gas | Pressure Regulation | Upstream | [14 empty] | E1002 : Pradeep Sati
After Sales | AMC |  | AS14 | Absstem Shield-MEDO 30 | 998719 | 0 |  |  | 99500 | Part | 18 | 0 | YES | NO |  | NO | Absstem Shield - PSA Oxygen Plant Full Package - AMC | 23-AUG-2023 5:48:37PM | Gas Generated | Medical Oxygen | Module Option | PSA plant Full Package | Make of Gas Generator | Absstem | Model of Gas Generator | MEDO 30 | Number of Visits | 4 Preventive + 2 Breakdown | Duration | 1 year | Consumables | Not Included | [12 empty] | E1002 : Pradeep Sati
After Sales | Spare |  | AS140 | PHV |  | 0 | PCS |  | 5500 | Part | 18 | 0 | NO | NO |  | NO | Pressure Holding Valve | 12-SEP-2023 2:34:51PM | End Connection | 3/4 Inch | Maximum pressure | 10 Kg/cm2g | Range | 0-10 Kg/cm2g | Accessories | Pressure Guage | Medium | Air/Nitrogen/ Any inert Gas | Pressure Regulation | Upstream | [14 empty] | E1002 : Pradeep Sati
After Sales | Spare |  | AS141 | PHV |  | 0 | PCS |  | 6500 | Part | 18 | 0 | NO | NO |  | NO | Pressure Holding Valve | 12-SEP-2023 2:34:51PM | End Connection | 1 inch | Maximum pressure | 10 Kg/cm2g | Range | 0-10 Kg/cm2g | Accessories | Pressure Guage | Medium | Air/Nitrogen/ Any inert Gas | Pressure Regulation | Upstream | [14 empty] | E1002 : Pradeep Sati
After Sales | Spare |  | AS142 | PHV |  | 0 | PCS |  | 9600 | Part | 18 | 0 | NO | NO |  | NO | Pressure Holding Valve | 12-SEP-2023 2:34:51PM | End Connection | 1.5 Inch | Maximum pressure | 10 Kg/cm2g | Range | 0-10 Kg/cm2g | Accessories | Pressure Guage | Medium | Air/Nitrogen/ Any inert Gas | Pressure Regulation | Upstream | [14 empty] | E1002 : Pradeep Sati
After Sales | Spare |  | AS143 | PHV - O2 |  | 0 | PCS |  | 5300 | Part | 18 | 0 | NO | NO |  | NO | Pressure Holding Valve | 12-SEP-2023 2:34:51PM | End Connection | 1/2 Inch | Maximum pressure | 10 Kg/cm2g | Range | 0-10 Kg/cm2g | Accessories | Pressure Guage | Medium | Oxygen Gas | Pressure Regulation | Upstream | [14 empty] | E1002 : Pradeep Sati
After Sales | Spare |  | AS144 | PHV - O2 |  | 0 | PCS |  | 6400 | Part | 18 | 0 | NO | NO |  | NO | Pressure Holding Valve | 12-SEP-2023 2:34:51PM | End Connection | 3/4 Inch | Maximum pressure | 10 Kg/cm2g | Range | 0-10 Kg/cm2g | Accessories | Pressure Guage | Medium | Oxygen Gas | Pressure Regulation | Upstream | [14 empty] | E1002 : Pradeep Sati
After Sales | Spare |  | AS145 | PHV - O2 |  | 0 | PCS |  | 7500 | Part | 18 | 0 | NO | NO |  | NO | Pressure Holding Valve | 12-SEP-2023 2:34:51PM | End Connection | 1 inch | Maximum pressure | 10 Kg/cm2g | Range | 0-10 Kg/cm2g | Accessories | Pressure Guage | Medium | Oxygen Gas | Pressure Regulation | Upstream | [14 empty] | E1002 : Pradeep Sati
After Sales | Spare |  | AS146 | PHV - O2 |  | 0 | PCS |  | 10600 | Part | 18 | 0 | NO | NO |  | NO | Pressure Holding Valve | 12-SEP-2023 2:34:51PM | End Connection | 1.5 Inch | Maximum pressure | 10 Kg/cm2g | Range | 0-10 Kg/cm2g | Accessories | Pressure Guage | Medium | Oxygen Gas | Pressure Regulation | Upstream | [14 empty] | E1002 : Pradeep Sati
After Sales | Spare |  | AS147 | AFR-1/2 |  | 0 | PCS |  | 3500 | Part | 18 | 0 | NO | NO |  | NO | Pressure Regulator | 12-SEP-2023 2:38:29PM | End Connection | 1/2 Inch | Maximum pressure | 10 Kg/cm2g | Range | 0-10 Kg/cm2g | Accessories | Pressure Guage | Medium | Air/Nitrogen/ Any inert Gas | Pressure Regulation | Downstream | [14 empty] | E1002 : Pradeep Sati
After Sales | Spare |  | AS148 | AFR-1/4 |  | 0 | PCS |  | 2500 | Part | 18 | 0 | NO | NO |  | NO | Pressure Regulator | 12-SEP-2023 2:38:29PM | End Connection | 1/4 Inch | Maximum pressure | 10 Kg/cm2g | Range | 0-10 Kg/cm2g | Accessories | Pressure Guage | Medium | Air/Nitrogen/ Any inert Gas | Pressure Regulation | Downstream | [14 empty] | E1002 : Pradeep Sati
After Sales | Spare |  | AS149 | PRV-1/2 |  | 0 | PCS |  | 4700 | Part | 18 | 0 | NO | NO |  | NO | Pressure Reducing Valve | 12-SEP-2023 2:38:29PM | End Connection | 1/2 Inch | Maximum pressure | 10 Kg/cm2g | Range | 0-10 Kg/cm2g | Accessories | Pressure Guage | Medium | Air/Nitrogen/ Any inert Gas | Pressure Regulation | Downstream | [14 empty] | E1002 : Pradeep Sati
After Sales | AMC |  | AS15 | Absstem Shield-MEDO 40 | 998719 | 0 |  |  | 99500 | Part | 18 | 0 | YES | NO |  | NO | Absstem Shield - PSA Oxygen Plant Full Package - AMC | 23-AUG-2023 5:48:37PM | Gas Generated | Medical Oxygen | Module Option | PSA plant Full Package | Make of Gas Generator | Absstem | Model of Gas Generator | MEDO 40 | Number of Visits | 4 Preventive + 2 Breakdown | Duration | 1 year | Consumables | Not Included | [12 empty] | E1002 : Pradeep Sati
After Sales | Spare |  | AS150 | PRV-3/4 |  | 0 | PCS |  | 6300 | Part | 18 | 0 | NO | NO |  | NO | Pressure Reducing Valve | 12-SEP-2023 2:38:29PM | End Connection | 3/4 Inch | Maximum pressure | 10 Kg/cm2g | Range | 0-10 Kg/cm2g | Accessories | Pressure Guage | Medium | Air/Nitrogen/ Any inert Gas | Pressure Regulation | Downstream | [14 empty] | E1002 : Pradeep Sati
After Sales | Spare |  | AS151 | PRV-1 |  | 0 | PCS |  | 8500 | Part | 18 | 0 | NO | NO |  | NO | Pressure Reducing Valve | 12-SEP-2023 2:38:29PM | End Connection | 1 inch | Maximum pressure | 10 Kg/cm2g | Range | 0-10 Kg/cm2g | Accessories | Pressure Guage | Medium | Air/Nitrogen/ Any inert Gas | Pressure Regulation | Downstream | [14 empty] | E1002 : Pradeep Sati
After Sales | Spare |  | AS152 | PRV-1.5 |  | 0 | PCS |  | 14700 | Part | 18 | 0 | NO | NO |  | NO | Pressure Reducing Valve | 12-SEP-2023 2:38:29PM | End Connection | 1.5 Inch | Maximum pressure | 10 Kg/cm2g | Range | 0-10 Kg/cm2g | Accessories | Pressure Guage | Medium | Air/Nitrogen/ Any inert Gas | Pressure Regulation | Downstream | [14 empty] | E1002 : Pradeep Sati
After Sales | Spare |  | AS153 | PRV - O2 -1/2 |  | 0 | PCS |  | 6500 | Part | 18 | 0 | NO | NO |  | NO | Pressure Reducing Valve | 12-SEP-2023 2:38:29PM | End Connection | 1/2 Inch | Maximum pressure | 10 Kg/cm2g | Range | 0-10 Kg/cm2g | Accessories | Pressure Guage | Medium | Oxygen Gas | Pressure Regulation | Downstream | [14 empty] | E1002 : Pradeep Sati
After Sales | Spare |  | AS154 | PRV - O2 - 3/4 |  | 0 | PCS |  | 7800 | Part | 18 | 0 | NO | NO |  | NO | Pressure Reducing Valve | 12-SEP-2023 2:38:29PM | End Connection | 3/4 Inch | Maximum pressure | 10 Kg/cm2g | Range | 0-10 Kg/cm2g | Accessories | Pressure Guage | Medium | Oxygen Gas | Pressure Regulation | Downstream | [14 empty] | E1002 : Pradeep Sati
After Sales | Spare |  | AS155 | PRV - O2- 1 |  | 0 | PCS |  | 9800 | Part | 18 | 0 | NO | NO |  | NO | Pressure Reducing Valve | 12-SEP-2023 2:38:29PM | End Connection | 1 inch | Maximum pressure | 10 Kg/cm2g | Range | 0-10 Kg/cm2g | Accessories | Pressure Guage | Medium | Oxygen Gas | Pressure Regulation | Downstream | [14 empty] | E1002 : Pradeep Sati
After Sales | Spare |  | AS156 | PRV - O2 - 1.5 |  | 0 | PCS |  | 16700 | Part | 18 | 0 | NO | NO |  | NO | Pressure Reducing Valve | 12-SEP-2023 2:38:29PM | End Connection | 1.5 Inch | Maximum pressure | 10 Kg/cm2g | Range | 0-10 Kg/cm2g | Accessories | Pressure Guage | Medium | Oxygen Gas | Pressure Regulation | Downstream | [14 empty] | E1002 : Pradeep Sati
After Sales | Spare |  | AS157 | PHV - 1/2 |  | 0 | PCS |  | 4300 | Part | 18 | 0 | NO | NO |  | NO | Pressure Holding Valve | 12-SEP-2023 2:38:29PM | End Connection | 1/2 Inch | Maximum pressure | 10 Kg/cm2g | Range | 0-10 Kg/cm2g | Accessories | Pressure Guage | Medium | Air/Nitrogen/ Any inert Gas | Pressure Regulation | Upstream | [14 empty] | E1002 : Pradeep Sati
After Sales | Spare |  | AS158 | PHV - 3/4 |  | 0 | PCS |  | 5500 | Part | 18 | 0 | NO | NO |  | NO | Pressure Holding Valve | 12-SEP-2023 2:38:29PM | End Connection | 3/4 Inch | Maximum pressure | 10 Kg/cm2g | Range | 0-10 Kg/cm2g | Accessories | Pressure Guage | Medium | Air/Nitrogen/ Any inert Gas | Pressure Regulation | Upstream | [14 empty] | E1002 : Pradeep Sati
After Sales | Spare |  | AS159 | PHV - 1 |  | 0 | PCS |  | 6500 | Part | 18 | 0 | NO | NO |  | NO | Pressure Holding Valve | 12-SEP-2023 2:38:29PM | End Connection | 1 inch | Maximum pressure | 10 Kg/cm2g | Range | 0-10 Kg/cm2g | Accessories | Pressure Guage | Medium | Air/Nitrogen/ Any inert Gas | Pressure Regulation | Upstream | [14 empty] | E1002 : Pradeep Sati
After Sales | AMC |  | AS16 | Absstem Shield-MEDO 45 | 998719 | 0 |  |  | 99500 | Part | 18 | 0 | YES | NO |  | NO | Absstem Shield - PSA Oxygen Plant Full Package - AMC | 23-AUG-2023 5:48:37PM | Gas Generated | Medical Oxygen | Module Option | PSA plant Full Package | Make of Gas Generator | Absstem | Model of Gas Generator | MEDO 45 | Number of Visits | 4 Preventive + 2 Breakdown | Duration | 1 year | Consumables | Not Included | [12 empty] | E1002 : Pradeep Sati
After Sales | Spare |  | AS160 | PHV - 1.5 |  | 0 | PCS |  | 9600 | Part | 18 | 0 | NO | NO |  | NO | Pressure Holding Valve | 12-SEP-2023 2:38:29PM | End Connection | 1.5 Inch | Maximum pressure | 10 Kg/cm2g | Range | 0-10 Kg/cm2g | Accessories | Pressure Guage | Medium | Air/Nitrogen/ Any inert Gas | Pressure Regulation | Upstream | [14 empty] | E1002 : Pradeep Sati
After Sales | Spare |  | AS161 | PHV - O2 - 1/2 |  | 0 | PCS |  | 5300 | Part | 18 | 0 | NO | NO |  | NO | Pressure Holding Valve | 12-SEP-2023 2:38:29PM | End Connection | 1/2 Inch | Maximum pressure | 10 Kg/cm2g | Range | 0-10 Kg/cm2g | Accessories | Pressure Guage | Medium | Oxygen Gas | Pressure Regulation | Upstream | [14 empty] | E1002 : Pradeep Sati
After Sales | Spare |  | AS162 | PHV - O2 - 3/4 |  | 0 | PCS |  | 6400 | Part | 18 | 0 | NO | NO |  | NO | Pressure Holding Valve | 12-SEP-2023 2:38:29PM | End Connection | 3/4 Inch | Maximum pressure | 10 Kg/cm2g | Range | 0-10 Kg/cm2g | Accessories | Pressure Guage | Medium | Oxygen Gas | Pressure Regulation | Upstream | [14 empty] | E1002 : Pradeep Sati
After Sales | Spare |  | AS163 | PHV - O2 - 1 |  | 0 | PCS |  | 7500 | Part | 18 | 0 | NO | NO |  | NO | Pressure Holding Valve | 12-SEP-2023 2:38:29PM | End Connection | 1 inch | Maximum pressure | 10 Kg/cm2g | Range | 0-10 Kg/cm2g | Accessories | Pressure Guage | Medium | Oxygen Gas | Pressure Regulation | Upstream | [14 empty] | E1002 : Pradeep Sati
After Sales | Spare |  | AS164 | PHV - O2 - 1.5 |  | 0 | PCS |  | 10600 | Part | 18 | 0 | NO | NO |  | NO | Pressure Holding Valve | 12-SEP-2023 2:38:29PM | End Connection | 1.5 Inch | Maximum pressure | 10 Kg/cm2g | Range | 0-10 Kg/cm2g | Accessories | Pressure Guage | Medium | Oxygen Gas | Pressure Regulation | Upstream | [14 empty] | E1002 : Pradeep Sati
After Sales | Service Engineer Visit |  | AS165 | Service Engineer Visit Charges | 998719 | 3 | per | 5000 | 7500 | Part | 18 | 0 | YES | NO |  | YES | Engineer Visit Charges Per Day | 12-SEP-2023 3:09:30PM | Lodging &amp;amp;amp;amp; Boarding | Client Scope ( If Required) | Client Scope | Any Civil, Electrical and heavy labor work. | [22 empty] | E1002 : Pradeep Sati | 15-JUL-2025 5:03:01PM | E1002 : Pradeep Sati
After Sales | Spare |  | AS166 | Filter Element ELFA 100 AA ( FT) | 84219900 | 2 | PCS | 4500 | 0 | Part | 18 | 0 | NO | NO |  | NO |  | 18-SEP-2023 3:50:32PM | [26 empty] | E1117 : Arun Kumar | 29-APR-2025 3:29:13PM | H1155 : Raushan Kumar
After Sales | Spare |  | AS167 | Filter Element ELFA 100 ACS ( FT) | 84219900 | 2 | PCS | 4500 | 0 | Part | 18 | 0 | NO | YES |  | NO |  | 18-SEP-2023 3:57:06PM | [26 empty] | E1117 : Arun Kumar | 29-APR-2025 3:29:13PM | H1155 : Raushan Kumar
After Sales | Spare |  | AS168 | Filter Element ELFA 100 AO ( FT) | 84219900 | 2 | PCS | 4500 | 0 | Part | 18 | 0 | NO | NO |  | NO |  | 18-SEP-2023 3:59:31PM | [26 empty] | E1117 : Arun Kumar | 29-APR-2025 3:29:13PM | H1155 : Raushan Kumar
After Sales | Spare |  | AS169 | Filter Dryer with Capillary | 8421 | 0 | NOS | 250 | 0 | Part | 18 |  | NO | NO |  | NO |  | 29-SEP-2023 2:09:05PM | [26 empty] | E1117 : Arun Kumar | 07-MAY-2025 11:53:53AM | H1155 : Raushan Kumar
After Sales | AMC |  | AS17 | Absstem Shield-MEDO 50 | 998719 | 0 |  |  | 99500 | Part | 18 | 0 | YES | NO |  | NO | Absstem Shield - PSA Oxygen Plant Full Package - AMC | 23-AUG-2023 5:48:37PM | Gas Generated | Medical Oxygen | Module Option | PSA plant Full Package | Make of Gas Generator | Absstem | Model of Gas Generator | MEDO 50 | Number of Visits | 4 Preventive + 2 Breakdown | Duration | 1 year | Consumables | Not Included | [12 empty] | E1002 : Pradeep Sati
After Sales | Spare |  | AS170 | Insulation & Foam Tape | 3919 | 0 | NOS | 300 | 0 | Part | 18 |  | NO | NO |  | NO |  | 29-SEP-2023 2:11:21PM | [26 empty] | E1117 : Arun Kumar
After Sales | Spare |  | AS171 | Surge Protection Device 10KA 220-440vac | 85354030 | 0 | PCS | 250 | 0 | Part | 18 | 0 | NO | NO |  | NO |  | 29-SEP-2023 4:54:29PM | [26 empty] | E1117 : Arun Kumar | 30-SEP-2023 11:30:22AM | E1117 : Arun Kumar
After Sales | Spare |  | AS172 | Analog card TM3AI8G | 85389000 | 0 | NOS | 1 | 0 | Part | 18 |  | NO | YES |  | NO |  | 30-SEP-2023 11:46:41AM | Make | Schneider | Analog input | 8 Channel | Supply Voltage Limit | 20.4-28.8 v | Ambient air temperature for operation | -10....55°C Horizontal installation -10....35°C Vertical installation | [18 empty] | E1117 : Arun Kumar | 13-MAY-2024 1:50:07PM | H1155 : Raushan Kumar
After Sales | Spare |  | AS173 | Dryer compressor single phase 2 ton |  | 0 | NOS | 0 | 0 | Part | 18 |  | NO | NO |  | NO |  | 30-SEP-2023 12:03:51PM | [26 empty] | E1117 : Arun Kumar | 06-OCT-2023 1:11:01PM | E1117 : Arun Kumar
After Sales | Spare |  | AS174 | Hepa FilterYUKA LFA020 (AAR)1/2" |  | 0 | PCS | 1 | 0 | Part | 18 |  | NO | NO |  | NO |  | 06-OCT-2023 6:01:34PM | [26 empty] | E1117 : Arun Kumar | 28-AUG-2024 10:02:32AM | H1155 : Raushan Kumar
After Sales | Spare |  | AS175 | On Delay Timer - Model- 12 ODT4 -R8- 240 VAC /24 VAC/DC, 50/60 | 9107 | 18 | NOS | 795 | 0 | Part | 18 | 0 | NO | NO |  | NO |  | 14-OCT-2023 12:34:59PM | [26 empty] | E1117 : Arun Kumar | 11-FEB-2025 11:15:00AM | H1155 : Raushan Kumar
After Sales | Spare |  | AS176 | Illuminated Push button Green | 8531 | 18 | PCS | 248 | 0 | Part | 18 |  | NO | NO |  | NO |  | 14-OCT-2023 12:39:04PM | [26 empty] | E1117 : Arun Kumar | 11-FEB-2025 11:15:00AM | H1155 : Raushan Kumar
After Sales | Spare |  | AS177 | 3- Position selector Switch | 8538 | 9 | PCS | 450 | 0 | Part | 18 |  | NO | NO |  | NO |  | 14-OCT-2023 12:40:38PM | [26 empty] | E1117 : Arun Kumar | 29-APR-2025 4:41:06PM | H1155 : Raushan Kumar
After Sales | Spare |  | AS178 | Push Button element No | 8538 | 0 | NOS | 225 | 0 | Part | 18 |  | NO | NO |  | NO |  | 14-OCT-2023 12:41:22PM | [26 empty] | E1117 : Arun Kumar | 15-MAY-2024 9:54:48AM | E1117 : Arun Kumar
After Sales | Spare |  | AS179 | Single Phase Preventor - Model - MA51BC Supply 3PH-3W 415 VAC, 50-60 Hz | 9032 | 0 | NOS | 1065 | 0 | Part | 18 | 0 | NO | NO |  | NO |  | 14-OCT-2023 12:42:02PM | [26 empty] | E1117 : Arun Kumar | 04-APR-2025 3:49:33PM | H1155 : Raushan Kumar
After Sales | AMC |  | AS18 | Absstem Shield-MEDO 65 | 998719 | 0 |  |  | 99500 | Part | 18 | 0 | YES | NO |  | NO | Absstem Shield - PSA Oxygen Plant Full Package - AMC | 23-AUG-2023 5:48:37PM | Gas Generated | Medical Oxygen | Module Option | PSA plant Full Package | Make of Gas Generator | Absstem | Model of Gas Generator | MEDO 65 | Number of Visits | 4 Preventive + 2 Breakdown | Duration | 1 year | Consumables | Not Included | [12 empty] | E1002 : Pradeep Sati
After Sales | Spare |  | AS180 | Element ELFA060 AA FT | 84219900 | 1 | PCS | 2400 | 0 | Part | 18 | 0 | NO | NO |  | NO |  | 31-OCT-2023 10:26:03AM | [26 empty] | E1117 : Arun Kumar | 28-APR-2025 11:49:09AM | H1155 : Raushan Kumar
After Sales | Spare |  | AS181 | Element ELFA060AO FT | 84219900 | 2 | PCS | 2400 | 0 | Part | 18 | 0 | NO | NO |  | NO |  | 31-OCT-2023 10:27:00AM | [26 empty] | E1117 : Arun Kumar | 28-APR-2025 11:49:09AM | H1155 : Raushan Kumar
After Sales | Spare |  | AS182 | Element ELFA060ACS FT | 84219900 | 2 | PCS | 2400 | 0 | Part | 18 | 0 | NO | NO |  | NO |  | 31-OCT-2023 10:27:27AM | [26 empty] | E1117 : Arun Kumar | 28-APR-2025 11:49:09AM | H1155 : Raushan Kumar
After Sales | Spare |  | AS183 | Elemente-E22075Z | 84219900 | 0 | PCS | 2750 | 0 | Part | 18 |  | NO | NO |  | NO |  | 31-OCT-2023 10:28:47AM | [26 empty] | E1117 : Arun Kumar | 15-MAY-2024 9:54:48AM | E1117 : Arun Kumar
After Sales | Spare |  | AS184 | Element-E22075M | 84219900 | 0 | PCS | 2550 | 0 | Part | 18 |  | NO | NO |  | NO |  | 31-OCT-2023 10:29:40AM | [26 empty] | E1117 : Arun Kumar | 15-MAY-2024 9:54:48AM | E1117 : Arun Kumar
After Sales | Spare |  | AS185 | Element-E22075S | 84219900 | 0 | PCS | 2550 | 0 | Part | 18 |  | NO | NO |  | NO |  | 31-OCT-2023 10:30:32AM | [26 empty] | E1117 : Arun Kumar | 15-MAY-2024 9:54:48AM | E1117 : Arun Kumar
After Sales | Spare |  | AS186 | Element-E22075A | 84219900 | 0 | PCS | 2750 | 0 | Part | 18 |  | NO | NO |  | NO |  | 01-NOV-2023 2:43:38PM | [26 empty] | E1117 : Arun Kumar | 15-MAY-2024 9:54:48AM | E1117 : Arun Kumar
After Sales | Spare |  | AS187 | 37kw-IR-COM-CONTROLLER-XE-70MR15-37FIXEDSPEED | 84149090 | 0 | PCS | 63406.53 | 0 | Part | 18 | 0 | NO | NO |  | NO |  | 07-NOV-2023 12:20:25PM | [26 empty] | E1128 : Amit Ranga | 19-JUN-2024 12:57:58PM | H1155 : Raushan Kumar
After Sales | Spare |  | AS188 | Pre Filter Element 5/40 |  | 80 | NOS | 210 | 0 | Part | 18 |  | NO | NO |  | NO | For cyrix | 08-NOV-2023 5:36:54PM | [26 empty] | E1128 : Amit Ranga | 21-JAN-2025 11:08:29AM | H1155 : Raushan Kumar
After Sales | Spare |  | AS189 | Fine Filter Element, SFPL 5/40 |  | 0 | NOS | 0 | 0 | Part | 18 |  | NO | NO |  | NO | Fir cyrix | 08-NOV-2023 5:37:51PM | [26 empty] | E1128 : Amit Ranga
After Sales | AMC |  | AS19 | Absstem Shield-MEDO 75 | 998719 | 0 |  |  | 99500 | Part | 18 | 0 | YES | NO |  | NO | Absstem Shield - PSA Oxygen Plant Full Package - AMC | 23-AUG-2023 5:48:37PM | Gas Generated | Medical Oxygen | Module Option | PSA plant Full Package | Make of Gas Generator | Absstem | Model of Gas Generator | MEDO 75 | Number of Visits | 4 Preventive + 2 Breakdown | Duration | 1 year | Consumables | Not Included | [12 empty] | E1002 : Pradeep Sati
After Sales | Spare |  | AS190 | ACF Filter Element, SFPL 5/40 |  | 0 | NOS | 0 | 0 | Part | 18 |  | NO | NO |  | NO |  | 08-NOV-2023 5:38:40PM | [26 empty] | E1128 : Amit Ranga
After Sales | Spare |  | AS191 | Trident Refrigerant Drain Valve CS400 24vdc |  | 0 | NOS | 0 | 0 | Part | 18 |  | NO | NO |  | NO |  | 09-NOV-2023 11:48:52AM | [26 empty] | E1128 : Amit Ranga
After Sales | Spare |  | AS192 | Trident Refrigerant Drain Valve CS 400 24vdc |  | 0 | NOS | 5000 | 7500 | Part | 18 |  | NO | NO |  | NO |  | 09-NOV-2023 11:54:29AM | [26 empty] | E1128 : Amit Ranga | 09-NOV-2023 12:25:50PM | E1002 : Pradeep Sati
After Sales | CMC - MedO |  | AS193 | Upgradation of PSA Plant |  | 0 |  | 0 | 1475000 | Part | 18 | 0 | YES | NO |  | NO | Upgradation of PSA Plant including : 1. Overhauling of Air compressor and Dryer 2. PSA tower Replacement 3. New Comptroller with Electrical control Plate 4. Valve Control Plate 5. Parts replacement like : NRV, Pressure Transmitter etc. | 27-NOV-2023 11:02:40AM | Oxygen Plant Capacity | 100 LPM | Oxygen Pressure at ST outlet | 5.5 Barg | Oxygen Purity | 93 % ( +- 3%) | Warranty | 12 Months including all consumables of PSA oxygen Plant | Works to be Performed : | 1. Overhauling of Air compressor and Dryer including replacement of consumables and parts. 2. PSA tower Replacement 3. Installation of new Controller with Electrical control Plate 4. Replacement of Valve Control Plate 5. Parts replacement like : NRV, Pressure Transmitter etc. | [16 empty] | E1002 : Pradeep Sati | 27-NOV-2023 11:16:46AM | E1002 : Pradeep Sati
After Sales | Spare |  | AS194 | Trident Auto drain dome valve 1/2 inch With SOV 24 V | 8421 | 0 | SET | 4625 | 0 | Part | 18 |  | NO | NO |  | NO |  | 29-NOV-2023 12:09:58PM | [26 empty] | E1117 : Arun Kumar | 29-NOV-2023 12:20:07PM | E1117 : Arun Kumar
After Sales | Spare |  | AS195 | TEMPERATURE SENSOR DRYER Part no 38459616 Range /D240 to 1300 | 90318000 | 1 | PCS | 1803.75 | 0 | Part | 18 | 0 | NO | NO |  | NO |  | 29-NOV-2023 4:10:03PM | [26 empty] | E1117 : Arun Kumar | 03-JUN-2025 2:23:52PM | H1155 : Raushan Kumar
After Sales | Spare |  | AS196 | Compressor Belt-22 KW RSB22-7-QX113007 |  | 28 | PCS | 0 | 0 | Part | 18 |  | NO | NO |  | NO |  | 29-NOV-2023 5:00:39PM | [26 empty] | E1117 : Arun Kumar | 04-APR-2025 3:40:51PM | H1155 : Raushan Kumar
After Sales | Spare |  | AS197 | Kaser Compressor terminal Bushbar 25-37 KW -Siemens 3RV2935-5A |  | 0 | PCS | 0 | 0 | Part | 18 |  | NO | NO |  | NO |  | 04-DEC-2023 2:56:23PM | [26 empty] | E1117 : Arun Kumar | 05-DEC-2023 11:37:48AM | E1117 : Arun Kumar
After Sales | Kaeser's Compressor Spare |  | AS198 | Kaeser CAV Kit W2YAL |  | 0 | PCS | 0 | 0 | Part | 18 | 0 | NO | NO |  | NO |  | 04-DEC-2023 2:59:14PM | [26 empty] | E1117 : Arun Kumar | 14-OCT-2024 3:39:58PM | E1117 : Arun Kumar
After Sales | Kaeser's Compressor Spare |  | AS199 | Phase Rail 3RV1915-5A Part No 768610 |  | 0 | PCS | 1119 | 0 | Part | 18 | 0 | NO | NO |  | NO |  | 04-DEC-2023 3:00:25PM | [26 empty] | E1117 : Arun Kumar | 15-OCT-2024 10:14:36AM | E1117 : Arun Kumar
After Sales | AMC |  | AS2 | Absstem Shield-MEDO 02 | 998719 | 0 |  |  | 99500 | Part | 18 | 0 | YES | NO |  | NO | Absstem Shield - PSA Oxygen Plant Full Package - AMC | 23-AUG-2023 5:48:37PM | Gas Generated | Medical Oxygen | Module Option | PSA plant Full Package | Make of Gas Generator | Absstem | Model of Gas Generator | MEDO 02 | Number of Visits | 4 Preventive + 2 Breakdown | Duration | 1 year | Consumables | Not Included | [12 empty] | E1002 : Pradeep Sati
After Sales | AMC |  | AS20 | Absstem Shield-MEDO 90 | 998719 | 0 |  |  | 99500 | Part | 18 | 0 | YES | NO |  | NO | Absstem Shield - PSA Oxygen Plant Full Package - AMC | 23-AUG-2023 5:48:37PM | Gas Generated | Medical Oxygen | Module Option | PSA plant Full Package | Make of Gas Generator | Absstem | Model of Gas Generator | MEDO 90 | Number of Visits | 4 Preventive + 2 Breakdown | Duration | 1 year | Consumables | Not Included | [12 empty] | E1002 : Pradeep Sati
After Sales | Kaeser's Compressor Spare |  | AS200 | Kaeser MPCV valve Brass |  | 1 | PCS | 0 | 0 | Part | 18 | 0 | NO | NO |  | NO |  | 04-DEC-2023 3:02:11PM | [26 empty] | E1117 : Arun Kumar | 14-OCT-2024 3:40:05PM | E1117 : Arun Kumar
After Sales | Spare | Ingersoll Rand | AS201 | Oil Separator- 30-45 KW - IR - 24163537 Q1 | 84213910 | 0 | PCS | 13518.69 | 0 | Part | 18 | 0 | NO | NO |  | NO |  | 05-DEC-2023 9:54:52AM | [26 empty] | E1117 : Arun Kumar | 31-MAR-2025 5:00:37PM | H1155 : Raushan Kumar
After Sales | Spare |  | AS202 | Visiting Card/- Amit Kumar NSH |  | 0 | PCS | 1.5 | 0 | GeneralItem | 18 |  | NO | NO |  | NO |  | 06-DEC-2023 5:45:06PM | [26 empty] | E1074 : Amit Kumar | 29-FEB-2024 3:09:07PM | E1117 : Arun Kumar
After Sales | Spare |  | AS203 | Visiting card/- Sarwan Kumar |  | 0 | PCS | 1.5 | 0 | GeneralItem | 18 |  | NO | NO |  | NO |  | 06-DEC-2023 5:47:52PM | [26 empty] | E1074 : Amit Kumar | 29-FEB-2024 3:09:07PM | E1117 : Arun Kumar
After Sales | Spare |  | AS204 | Visiting card/- Lokesh Ranga |  | 0 | PCS | 0 | 0 | GeneralItem | 18 |  | NO | NO |  | NO |  | 06-DEC-2023 5:48:24PM | [26 empty] | E1074 : Amit Kumar
After Sales | Spare |  | AS205 | Visiting Card/- Amit Yadav |  | 0 | PCS | 1.5 | 0 | GeneralItem | 18 |  | NO | NO |  | NO |  | 06-DEC-2023 5:49:06PM | [26 empty] | E1074 : Amit Kumar | 29-FEB-2024 3:09:07PM | E1117 : Arun Kumar
After Sales | Spare |  | AS206 | Visiting Card/- Tikam Singh |  | 0 | PCS | 1.5 | 0 | GeneralItem | 18 |  | NO | NO |  | NO |  | 06-DEC-2023 5:49:33PM | [26 empty] | E1074 : Amit Kumar | 29-FEB-2024 3:09:07PM | E1117 : Arun Kumar
After Sales | Spare |  | AS207 | Visiting Card/- Amit Ranga |  | 0 | PCS | 0 | 0 | GeneralItem | 18 |  | NO | NO |  | NO |  | 06-DEC-2023 5:50:06PM | [26 empty] | E1074 : Amit Kumar
After Sales | Spare |  | AS208 | Visiting Card/- Bimlesh Yadav |  | 0 | PCS | 0 | 0 | GeneralItem | 18 |  | NO | NO |  | NO |  | 06-DEC-2023 5:50:33PM | [26 empty] | E1074 : Amit Kumar
After Sales | Kaeser's Compressor Spare |  | AS209 | Oil Separator 6-4334-1 Kaeser SX6 |  | 0 | PCS | 0 | 0 | Part | 18 | 0 | NO | NO |  | NO |  | 08-DEC-2023 11:50:01AM | [26 empty] | E1117 : Arun Kumar | 14-OCT-2024 3:40:13PM | E1117 : Arun Kumar
After Sales | AMC |  | AS21 | Absstem Shield-MEDO 110 | 998719 | 0 |  |  | 99500 | Part | 18 | 0 | YES | NO |  | NO | Absstem Shield - PSA Oxygen Plant Full Package - AMC | 23-AUG-2023 5:48:37PM | Gas Generated | Medical Oxygen | Module Option | PSA plant Full Package | Make of Gas Generator | Absstem | Model of Gas Generator | MEDO 110 | Number of Visits | 4 Preventive + 2 Breakdown | Duration | 1 year | Consumables | Not Included | [12 empty] | E1002 : Pradeep Sati
After Sales | Kaeser's Compressor Spare |  | AS210 | OIl Filter 6-3461-1 Kaeser SX6 |  | 0 | PCS | 0 | 0 | Part | 18 | 0 | NO | NO |  | NO |  | 08-DEC-2023 11:51:47AM | [26 empty] | E1117 : Arun Kumar | 14-OCT-2024 3:40:21PM | E1117 : Arun Kumar
After Sales | Kaeser's Compressor Spare |  | AS211 | Air Filter 6-4212-0 Kaeser SX6 |  | 1 | PCS | 0 | 0 | Part | 18 | 0 | NO | NO |  | NO |  | 08-DEC-2023 12:01:25PM | [26 empty] | E1117 : Arun Kumar | 14-OCT-2024 3:40:28PM | E1117 : Arun Kumar
After Sales | Kaeser's Compressor Spare |  | AS212 | OIl Cooling S-570 Kaeser -4 LTR | 34039900 | 0 | PCS | 4451 | 0 | Part | 18 | 0 | NO | NO |  | NO |  | 08-DEC-2023 12:03:27PM | [26 empty] | E1117 : Arun Kumar | 28-APR-2025 5:04:34PM | H1155 : Raushan Kumar
After Sales | Spare | Ingersoll Rand | AS213 | Air Compressor Kit, 4000 HRS Make- Ingersoll Rand, Model-45 kW Part No 47496693001 | 84149090 | 0 | Bundel | 26433.54 | 0 | Part | 18 | 0 | NO | YES |  | NO |  | 11-DEC-2023 4:27:09PM | [26 empty] | E1074 : Amit Kumar | 28-APR-2025 11:38:42AM | H1155 : Raushan Kumar
After Sales | Spare |  | AS214 | Booster KIT complete overhaul 15T2 |  | 0 | NOS | 115000 | 0 | GeneralItem | 18 |  | YES | NO |  | NO |  | 11-DEC-2023 5:02:54PM | [26 empty] | E1074 : Amit Kumar | 12-DEC-2023 9:47:36AM | E1117 : Arun Kumar
After Sales | Spare |  | AS215 | UPS Offline 1000 KW |  | 0 | PCS | 4661 | 0 | Part | 18 |  | NO | NO |  | NO |  | 14-DEC-2023 11:56:21AM | [26 empty] | E1117 : Arun Kumar | 21-MAY-2025 9:51:46AM | H1155 : Raushan Kumar
After Sales | Spare |  | AS216 | Filter Element ED-058 z | 84219900 | 1 | PCS | 2600 | 0 | Part | 18 |  | NO | NO |  | NO |  | 18-DEC-2023 5:16:27PM | [26 empty] | E1117 : Arun Kumar | 16-JAN-2025 3:54:04PM | H1155 : Raushan Kumar
After Sales | Spare |  | AS217 | Filter Element ED-058 X | 84219900 | 2 | PCS | 2600 | 0 | Part | 18 |  | NO | NO |  | NO |  | 18-DEC-2023 5:17:18PM | [26 empty] | E1117 : Arun Kumar | 04-APR-2025 3:43:32PM | H1155 : Raushan Kumar
After Sales | Spare |  | AS218 | Filter Element ED-058 C | 84219900 | 1 | PCS | 2600 | 0 | Part | 18 |  | NO | NO |  | NO |  | 18-DEC-2023 5:17:53PM | [26 empty] | E1117 : Arun Kumar | 16-JAN-2025 3:54:04PM | H1155 : Raushan Kumar
After Sales | Spare |  | AS219 | - | 84213990 | 0 | PCS | 0 | 0 | Part | 18 | 0 | NO | NO |  | NO |  | 27-DEC-2023 9:36:04AM | [26 empty] | E1117 : Arun Kumar | 27-DEC-2023 9:39:07AM | E1117 : Arun Kumar
After Sales | AMC |  | AS22 | Absstem Shield-MEDO 130 | 998719 | 0 |  |  | 99500 | Part | 18 | 0 | YES | NO |  | NO | Absstem Shield - PSA Oxygen Plant Full Package - AMC | 23-AUG-2023 5:48:37PM | Gas Generated | Medical Oxygen | Module Option | PSA plant Full Package | Make of Gas Generator | Absstem | Model of Gas Generator | MEDO 130 | Number of Visits | 4 Preventive + 2 Breakdown | Duration | 1 year | Consumables | Not Included | [12 empty] | E1002 : Pradeep Sati
After Sales | Spare |  | AS220 | - | 84213990 | 0 | PCS | 0 | 0 | Part | 18 | 0 | NO | NO |  | NO |  | 27-DEC-2023 9:36:39AM | [26 empty] | E1117 : Arun Kumar | 27-DEC-2023 9:39:15AM | E1117 : Arun Kumar
After Sales | Spare |  | AS221 | Suction Filter Element ZS1211912 15-22 kW Q1 Make IR | 84211999 | 0 | PCS | 1739.37 | 0 | Part | 18 | 0 | NO | NO |  | NO |  | 29-DEC-2023 11:44:08AM | [26 empty] | E1117 : Arun Kumar | 02-MAY-2025 2:43:35PM | E1117 : Arun Kumar
After Sales | Spare |  | AS222 | Compressor's Air Filter ZS1211912- 15 KW Q2- SS -IR SSVPL | 84213100 | 0 | PCS | 2111.85 | 0 | Part | 18 | 0 | NO | NO |  | NO |  | 05-JAN-2024 10:24:00AM | [26 empty] | E1117 : Arun Kumar | 02-MAY-2025 2:44:09PM | E1117 : Arun Kumar
After Sales | Spare |  | AS223 | Compressor's Oil Filter ZS1211906 Q2 -15 KW- SS - IR SSVPL | 84212300 | 0 | PCS | 1046.9 | 0 | Part | 18 | 0 | NO | NO |  | NO |  | 05-JAN-2024 10:24:54AM | [26 empty] | E1117 : Arun Kumar | 02-MAY-2025 2:45:19PM | E1117 : Arun Kumar
After Sales | Spare |  | AS224 | Oil Separator ZS1211908 15-22 Kw - Q2 SSVPL | 84211910 | 0 | PCS | 4801.3 | 0 | Part | 18 | 0 | NO | NO |  | NO |  | 05-JAN-2024 10:27:44AM | [26 empty] | E1117 : Arun Kumar | 02-MAY-2025 2:46:16PM | E1117 : Arun Kumar
After Sales | Spare |  | AS225 | Compressor's Coolant Oil -38459582 - Q2- SSVPL- IR | 271019 | 80 | LTR | 786 | 0 | Part | 18 | 0 | NO | NO |  | NO |  | 05-JAN-2024 10:29:20AM | [26 empty] | E1117 : Arun Kumar | 06-JUN-2025 11:06:23AM | H1155 : Raushan Kumar
After Sales | Spare |  | AS226 | oil Seal 15 KW Q1 IR Part No 475347922001 |  | 0 | PCS | 1950 | 0 | Part | 18 | 0 | NO | NO |  | NO |  | 06-JAN-2024 11:52:41AM | [26 empty] | E1117 : Arun Kumar | 04-MAR-2025 2:01:46PM | H1155 : Raushan Kumar
After Sales | Line Filter/Air Filter Spare |  | AS227 | Filter Element 0186 M SF | 84213990 | 0 | PCS | 1850 | 0 | Part | 18 | 0 | NO | NO |  | NO |  | 08-JAN-2024 10:58:34AM | [26 empty] | E1117 : Arun Kumar | 24-OCT-2024 11:08:38AM | E1117 : Arun Kumar
After Sales | Line Filter/Air Filter Spare |  | AS228 | Filter Element 0186 S SF | 84213990 | 0 | PCS | 1850 | 0 | Part | 18 | 0 | NO | NO |  | NO |  | 08-JAN-2024 10:59:14AM | [26 empty] | E1117 : Arun Kumar | 24-OCT-2024 11:08:44AM | E1117 : Arun Kumar
After Sales | Spare | Ingersoll Rand | AS229 | Compressor's High Temperature Sensor 11 KW IR Part No - 47690568001 | 84149090 | 1 | PCS | 8383.83 | 0 | Part | 18 | 0 | NO | NO |  | NO |  | 08-JAN-2024 11:03:39AM | [26 empty] | E1117 : Arun Kumar | 20-JAN-2025 11:57:34AM | H1155 : Raushan Kumar
After Sales | AMC |  | AS23 | Absstem Shield-MEDO 150 | 998719 | 0 |  |  | 99500 | Part | 18 | 0 | YES | NO |  | NO | Absstem Shield - PSA Oxygen Plant Full Package - AMC | 23-AUG-2023 5:48:37PM | Gas Generated | Medical Oxygen | Module Option | PSA plant Full Package | Make of Gas Generator | Absstem | Model of Gas Generator | MEDO 150 | Number of Visits | 4 Preventive + 2 Breakdown | Duration | 1 year | Consumables | Not Included | [12 empty] | E1002 : Pradeep Sati
After Sales | Spare |  | AS230 | Filter Element L-058 AO FT | 84219900 | 3 | PCS | 2400 | 0 | Part | 18 | 0 | NO | NO |  | NO |  | 08-JAN-2024 3:58:30PM | [26 empty] | E1117 : Arun Kumar | 18-APR-2025 10:55:53AM | H1155 : Raushan Kumar
After Sales | Spare |  | AS231 | Air Filter element ELFA 080AA - FT | 84219900 | 0 | PCS | 3200 | 0 | Part | 18 |  | NO | NO |  | NO |  | 08-JAN-2024 4:04:42PM | [26 empty] | E1117 : Arun Kumar | 29-MAR-2025 12:42:17PM | H1155 : Raushan Kumar
After Sales | Spare |  | AS232 | Air Filter element ELFA 080ACS - FT | 84219900 | 0 | PCS | 3200 | 0 | Part | 18 |  | NO | NO |  | NO |  | 08-JAN-2024 4:05:25PM | [26 empty] | E1117 : Arun Kumar | 29-MAR-2025 12:42:17PM | H1155 : Raushan Kumar
After Sales | Spare |  | AS233 | Filter Element L058 AA FT | 84219900 | 1 | PCS | 2400 | 0 | Part | 18 |  | NO | NO |  | NO |  | 08-JAN-2024 4:30:09PM | [26 empty] | E1117 : Arun Kumar | 18-APR-2025 10:55:53AM | H1155 : Raushan Kumar
After Sales | Spare |  | AS234 | Angle Valve's CAP |  | 201 | PCS | 0 | 0 | Part | 18 |  | NO | NO |  | NO |  | 11-JAN-2024 2:51:17PM | [26 empty] | E1117 : Arun Kumar | 09-OCT-2024 12:49:03PM | H1155 : Raushan Kumar
After Sales | Spare |  | AS235 | Solenoid Valve 24 v AC for Elgi Compressor | 84149019 | 0 | PCS | 4470 | 0 | Part | 18 |  | NO | NO |  | NO |  | 18-JAN-2024 10:03:45AM | [26 empty] | E1117 : Arun Kumar | 18-JAN-2024 10:43:27AM | H1155 : Raushan Kumar
After Sales | Spare |  | AS236 | PLC controller Make- Siemens Model- S7-200 SMART | 85371000 | 1 | PCS | 21000 | 0 | Part | 18 |  | NO | NO |  | NO |  | 20-JAN-2024 10:59:42AM | [26 empty] | E1117 : Arun Kumar
After Sales | Spare |  | AS237 | Ao2 Sensor 0-100 Range Make- ITG |  | 1 | PCS | 2350 | 0 | Part | 12 |  | NO | NO |  | NO |  | 24-JAN-2024 12:48:03PM | [26 empty] | E1117 : Arun Kumar | 23-MAY-2024 1:54:23PM | E1117 : Arun Kumar
After Sales | Spare |  | AS238 | 3-way valve |  | 0 | PCS | 1 | 0 | Part | 18 |  | NO | NO |  | NO |  | 25-JAN-2024 10:13:17AM | [26 empty] | E1117 : Arun Kumar | 27-JAN-2024 10:44:43AM | E1117 : Arun Kumar
After Sales | Spare |  | AS239 | SOV 24 V DC for 3-way Valve Make- Rotex | 84818090 | 0 | PCS | 1 | 0 | Part | 18 | 0 | NO | NO |  | NO |  | 25-JAN-2024 10:13:42AM | [26 empty] | E1117 : Arun Kumar | 03-JUN-2024 10:30:06AM | H1155 : Raushan Kumar
After Sales | AMC |  | AS24 | Absstem Shield-MEDO 200 | 998719 | 0 |  |  | 99500 | Part | 18 | 0 | YES | NO |  | NO | Absstem Shield - PSA Oxygen Plant Full Package - AMC | 23-AUG-2023 5:48:37PM | Gas Generated | Medical Oxygen | Module Option | PSA plant Full Package | Make of Gas Generator | Absstem | Model of Gas Generator | MEDO 200 | Number of Visits | 4 Preventive + 2 Breakdown | Duration | 1 year | Consumables | Not Included | [12 empty] | E1002 : Pradeep Sati
Fitting Item | Brass Fitting |  | AS240 | Brass Hex Reducer 3/8 BSP x 1/2 | 74122019 | 0 | PCS | 100 | 0 | Part | 18 | 0 | NO | NO |  | NO |  | 25-JAN-2024 10:15:24AM | [26 empty] | E1117 : Arun Kumar | 16-DEC-2024 10:28:29AM | H1155 : Raushan Kumar
After Sales | Spare |  | AS241 | Coolant Oil, Make- Elgi Q2 Part no -000998053 | 271019 | 0 | LTR | 400 | 0 | Part | 18 |  | NO | NO |  | NO |  | 02-FEB-2024 11:18:23AM | [26 empty] | E1117 : Arun Kumar | 02-APR-2025 3:43:23PM | H1155 : Raushan Kumar
After Sales | Line Filter/Air Filter Spare |  | AS242 | Air Filter Element YF-040 AO - Q2 - SFPL | 84213990 | 0 | PCS | 1780 | 0 | Part | 18 | 0 | NO | NO |  | NO |  | 06-FEB-2024 10:58:23AM | [26 empty] | E1117 : Arun Kumar | 24-OCT-2024 11:08:50AM | E1117 : Arun Kumar
After Sales | Line Filter/Air Filter Spare |  | AS243 | Air Filter Element YF-040 AA - Q2 - SFPL | 84213990 | 0 | PCS | 1780 | 0 | Part | 18 | 0 | NO | NO |  | NO |  | 06-FEB-2024 10:59:23AM | [26 empty] | E1117 : Arun Kumar | 24-OCT-2024 11:08:55AM | E1117 : Arun Kumar
After Sales | Line Filter/Air Filter Spare |  | AS244 | Air Filter Element YF-040 ACS - Q2 - SFPL | 84213990 | 0 | PCS | 1780 | 0 | Part | 18 | 0 | NO | NO |  | NO |  | 06-FEB-2024 11:00:01AM | [26 empty] | E1117 : Arun Kumar | 24-OCT-2024 11:09:01AM | E1117 : Arun Kumar
After Sales | Spare |  | AS245 | AO2 -AA428-210-Oxygen Sensor, Size-Range 0-100 - Make- Honeywell | 90330000 | 0 | PCS | 2350 | 0 | Part | 18 | 0 | NO | NO |  | NO |  | 09-FEB-2024 10:20:59AM | [26 empty] | E1117 : Arun Kumar | 03-JUN-2025 10:33:00AM | H1155 : Raushan Kumar
After Sales | Spare |  | AS246 | SOP Coil 230 Watt Make- Uflow | 84819090 | 0 | PCS | 1 | 0 | Part | 18 |  | NO | NO |  | NO |  | 15-FEB-2024 9:43:52AM | [26 empty] | E1117 : Arun Kumar | 13-APR-2024 2:19:02PM | H1155 : Raushan Kumar
After Sales | Spare |  | AS247 | PLC OF AIR COMPRESSOR 25 KW Part No 2204135111 MAKE- CP ES4000 Basic | 85371000 | 0 | PCS | 13336.1 | 0 | Part | 18 | 0 | NO | NO |  | NO |  | 20-FEB-2024 4:39:06PM | [26 empty] | E1117 : Arun Kumar | 23-FEB-2024 10:16:01AM | E1117 : Arun Kumar
After Sales | Spare |  | AS248 | OIL FILTER KS7 10 - 43210277 | 84213920 | 0 | PCS | 804.2 | 0 | Part | 18 |  | NO | NO |  | NO |  | 22-FEB-2024 2:26:38PM | [26 empty] | E1117 : Arun Kumar
After Sales | Komter Spare | KOMTER | AS249 | AIR FILLTER ELEMENT Smal - 43210070 | 84212900 | 0 | PCS | 917.83 | 0 | Part | 18 | 0 | NO | NO |  | NO |  | 22-FEB-2024 2:27:19PM | [26 empty] | E1117 : Arun Kumar | 28-FEB-2025 4:15:46PM | E1117 : Arun Kumar
After Sales | AMC |  | AS25 | Absstem Shield-MEDO 250 | 998719 | 0 |  |  | 99500 | Part | 18 | 0 | YES | NO |  | NO | Absstem Shield - PSA Oxygen Plant Full Package - AMC | 23-AUG-2023 5:48:38PM | Gas Generated | Medical Oxygen | Module Option | PSA plant Full Package | Make of Gas Generator | Absstem | Model of Gas Generator | MEDO 250 | Number of Visits | 4 Preventive + 2 Breakdown | Duration | 1 year | Consumables | Not Included | [12 empty] | E1002 : Pradeep Sati
After Sales | Spare |  | AS250 | IR Compressor 30 kW Part No /- 49102023 CONTACTOR, AX50-30-11 Make - ABB | 8536 | 0 | PCS | 3866.5 | 0 | Part | 18 | 0 | NO | NO |  | NO |  | 26-FEB-2024 5:20:22PM | [26 empty] | E1117 : Arun Kumar | 16-NOV-2024 1:56:41PM | H1155 : Raushan Kumar
After Sales | Spare |  | AS251 | IR Compressor 30 kW Part No /- 49102007 CONTACTOR, AX32 ABB |  | 0 | PCS | 0 | 0 | Part | 18 | 0 | NO | NO |  | NO |  | 26-FEB-2024 5:21:07PM | [26 empty] | E1117 : Arun Kumar | 12-FEB-2025 11:59:54AM | E1117 : Arun Kumar
After Sales | Spare |  | AS252 | IR Compressor 37 kW Part No /- 49102031 CONTACTOR, AX65-30-10 110 VAC ABB | 85365010 | 2 | PCS | 15200 | 0 | Part | 18 | 0 | NO | NO |  | NO |  | 26-FEB-2024 5:38:15PM | [26 empty] | E1117 : Arun Kumar | 26-MAR-2025 5:22:29PM | H1155 : Raushan Kumar
After Sales | Spare |  | AS253 | Breather Filter 25 NPT IR Compressor 37 KW | 84149090 | 0 | PCS | 4335.66 | 0 | Part | 18 | 0 | NO | NO |  | NO |  | 28-FEB-2024 6:57:39PM | [26 empty] | E1117 : Arun Kumar | 10-AUG-2024 2:17:21PM | H1155 : Raushan Kumar
Fitting Item | Pneumatics |  | AS254 | High Pressure regulator Valve Connection -1 inch IN-PR 20 Bar Flow 25 NM3/Hr With Gauge - 0-35 KG | 84213990 | 0 | PCS | 6000 | 0 | Part | 18 | 0 | NO | NO |  | NO |  | 07-MAR-2024 10:35:47AM | [26 empty] | E1117 : Arun Kumar | 24-OCT-2024 11:09:36AM | E1117 : Arun Kumar
After Sales | Spare |  | AS255 | VPI Control Transformer IR Compressor | 85044090 | 3 | PCS | 1200 | 0 | Part | 18 | 0 | NO | NO |  | NO |  | 11-MAR-2024 12:37:48PM | Spec | VPI Control Transformer, 1 Phase, Double Wound, AN, 60 VA, 1,200.00 1.00 0.00 % Open Type, Pri: 380/400/415/440/460 V ( Max. Current: 0.13A), Sec1: 230 V (35VA), Sec2: 24V (25VA), Insu Cl: F, Freq: 50 Hz | [24 empty] | E1117 : Arun Kumar | 29-AUG-2024 11:28:28AM | H1155 : Raushan Kumar
After Sales | Spare |  | AS256 | Hose STR -8 x563 MM for Infinity Compressor R11T | 40092200 | 0 | PCS | 2834.94 | 0 | Part | 18 |  | NO | NO |  | NO |  | 16-MAR-2024 12:29:34PM | [26 empty] | E1117 : Arun Kumar
After Sales | Spare |  | AS257 | Air Compressor Kit, 4K HRS, Make- CP |  | 1 | SET | 36586 | 0 | Part | 18 |  | NO | NO |  | NO |  | 01-APR-2024 12:21:01PM | [26 empty] | E1117 : Arun Kumar
After Sales | Spare |  | AS258 | COMPRESSOR OIL CP |  | 20 | LTR | 762.12 | 0 | Part | 18 |  | NO | NO |  | NO |  | 01-APR-2024 12:21:53PM | [26 empty] | E1117 : Arun Kumar
After Sales | Spare |  | AS259 | Air Compressor 18 KW Make- CP |  | 0 | PCS | 1 | 0 | Part | 18 |  | YES | NO |  | NO |  | 03-APR-2024 10:56:27AM | [26 empty] | E1117 : Arun Kumar | 03-APR-2024 1:59:19PM | E1117 : Arun Kumar
After Sales | CMC - MedO |  | AS26 | Absstem Shield Premium-MEDO 01 | 998719 | 0 |  |  | 250000 | Part | 18 | 0 | YES | NO |  | NO | Absstem Shield Premium - PSA Oxygen Plant Full Package - CMC | 23-AUG-2023 5:48:38PM | Gas Generated | Medical Oxygen | Module Option | PSA plant Full Package | Make of Gas Generator | Absstem | Model of Gas Generator | MEDO 01 | Number of Visits | 4 Preventive + Unlimited Breakdown | Duration | 1 year | Consumables | Included | [12 empty] | E1002 : Pradeep Sati
After Sales | Spare |  | AS260 | Air Dryer CPZ250 - Make - CP |  | 0 | PCS | 1 | 0 | Part | 18 |  | NO | NO |  | NO |  | 03-APR-2024 10:57:36AM | [26 empty] | E1117 : Arun Kumar | 03-APR-2024 1:59:19PM | E1117 : Arun Kumar
After Sales | Kaeser's Compressor Spare |  | AS261 | Compressor Service Kit Model- ASK34 Make - Kaeser 3 k Kit |  | 0 | Bundel | 11576 | 0 | Part | 18 | 0 | NO | NO |  | NO |  | 10-APR-2024 2:40:25PM | Filter Mat Control Cabinet | Part No 6.3572.0- 2 NOS No. | Filter Mat Cooler | Part No.- 5.6143.0- 1 NOS | Air Filter Cartridge | Part No -6.4163.0 - 1 Nos | Oil Filter Element | Part No - 6.3463.0 - 2 Nos | [18 empty] | E1117 : Arun Kumar | 14-OCT-2024 3:40:42PM | E1117 : Arun Kumar
After Sales | Spare |  | AS262 | IR dryer's Drain's Assembly with coil part no 47825121001 | 84149090 | 0 | NOS | 3788.43 | 0 | Part | 18 |  | NO | NO |  | NO |  | 11-APR-2024 12:30:12PM | Details | Option items, Field Kit for mounting of new supplier solenoid Valve ( Dryer &amp; filters spares) | [24 empty] | E1117 : Arun Kumar | 12-APR-2024 11:10:01AM | H1155 : Raushan Kumar
After Sales | Kaeser's Compressor Spare |  | AS263 | compressor's Oil Filter Element Part No 6-3462-1 Make- Kaeser Model - SK 22T |  | 0 | PCS | 3587 | 0 | Part | 18 | 0 | NO | NO |  | NO |  | 11-APR-2024 2:25:49PM | [26 empty] | E1117 : Arun Kumar | 14-OCT-2024 3:40:48PM | E1117 : Arun Kumar
After Sales | Kaeser's Compressor Spare |  | AS264 | Compressor's Filter Mat Control Part no-6-3572-0 Make- Kaeser Model - SK 22T |  | 2 | PCS | 240 | 0 | Part | 18 | 0 | NO | NO |  | NO |  | 11-APR-2024 2:29:18PM | [26 empty] | E1117 : Arun Kumar | 14-OCT-2024 3:40:56PM | E1117 : Arun Kumar
After Sales | Kaeser's Compressor Spare |  | AS265 | Compressor's Air Filter Cartridge Part no-641630 Make- Kaeser Model- ASK34 | 39269099 | 0 | PCS | 4383 | 0 | Part | 18 | 0 | NO | NO |  | NO |  | 11-APR-2024 3:48:52PM | [26 empty] | E1117 : Arun Kumar | 31-DEC-2024 4:41:36PM | E1117 : Arun Kumar
After Sales | Kaeser's Compressor Spare |  | AS266 | Compressor's Oil Filter Element Part no-634630 Make- Kaeser Model- ASK34 | 84212900 | 0 | PCS | 4736 | 0 | Part | 18 | 0 | NO | NO |  | NO |  | 11-APR-2024 3:50:51PM | [26 empty] | E1117 : Arun Kumar | 14-OCT-2024 3:41:21PM | E1117 : Arun Kumar
After Sales | Kaeser's Compressor Spare |  | AS267 | Compressor's OIL SEPARATOR CARTRIDGE Part No-637890 Make- Kaeser | 84212900 | 0 | PCS | 14969 | 0 | Part | 18 | 0 | NO | NO |  | NO |  | 11-APR-2024 3:51:55PM | [26 empty] | E1117 : Arun Kumar | 14-OCT-2024 3:41:27PM | E1117 : Arun Kumar
After Sales | Kaeser's Compressor Spare |  | AS268 | Compressor's Filter Mat Control Part No-635720 Make- Kaeser Model- ASK34 | 39269099 | 0 | PCS | 240 | 0 | Part | 18 | 0 | NO | NO |  | NO |  | 11-APR-2024 3:52:58PM | [26 empty] | E1117 : Arun Kumar | 14-OCT-2024 3:41:32PM | E1117 : Arun Kumar
After Sales | Kaeser's Compressor Spare |  | AS269 | Compressor's Deep Groove Ball Bearing Part no- 9986000010 Make- Kaeser Model- ASK34 | 84828000 | 0 | PCS | 3319 | 0 | Part | 18 | 0 | NO | NO |  | NO |  | 11-APR-2024 3:54:15PM | [26 empty] | E1117 : Arun Kumar | 14-OCT-2024 3:41:38PM | E1117 : Arun Kumar
After Sales | CMC - MedO |  | AS27 | Absstem Shield Premium-MEDO 02 | 998719 | 0 |  |  | 268750 | Part | 18 | 0 | YES | NO |  | NO | Absstem Shield Premium - PSA Oxygen Plant Full Package - CMC | 23-AUG-2023 5:48:38PM | Gas Generated | Medical Oxygen | Module Option | PSA plant Full Package | Make of Gas Generator | Absstem | Model of Gas Generator | MEDO 02 | Number of Visits | 4 Preventive + Unlimited Breakdown | Duration | 1 year | Consumables | Included | [12 empty] | E1002 : Pradeep Sati
After Sales | Kaeser's Compressor Spare |  | AS270 | Compressor's Set of Motor Bearings Part No -4018400 Make- Kaeser Model- ASK34 | 84828000 | 0 | PCS | 11476 | 0 | Part | 18 | 0 | NO | NO |  | NO |  | 11-APR-2024 3:55:29PM | [26 empty] | E1117 : Arun Kumar | 14-OCT-2024 3:41:44PM | E1117 : Arun Kumar
After Sales | Spare |  | AS271 | Compressor's Air Filter element Part no -43210070 Make- Komter - Model KS 7- 10 |  | 0 | PCS | 917.83 | 0 | Part | 18 | 0 | NO | NO |  | NO |  | 15-APR-2024 12:50:53PM | [26 empty] | E1117 : Arun Kumar | 28-FEB-2025 4:15:33PM | E1117 : Arun Kumar
After Sales | Spare |  | AS272 | Blank |  | 0 | PCS | 699.3 | 0 | Part | 18 | 0 | NO | NO |  | NO |  | 15-APR-2024 12:51:40PM | [26 empty] | E1117 : Arun Kumar | 24-MAY-2024 11:40:58AM | E1117 : Arun Kumar
After Sales | Kaeser's Compressor Spare |  | AS273 | Compressor's Air Filter Cartridge Part No- 641431 Make- Keser Model- ASD50T | 39269099 | 0 | PCS | 5001 | 0 | Part | 18 | 0 | NO | NO |  | NO |  | 18-APR-2024 11:39:19AM | [26 empty] | E1117 : Arun Kumar | 14-OCT-2024 4:51:48PM | E1117 : Arun Kumar
After Sales | Spare |  | AS274 | Compressor's Oil Filter Part No- 647780 Make- Keser Model- ASD50T | 39269099 | 0 | PCS | 7710 | 0 | Part | 18 |  | NO | NO |  | NO |  | 18-APR-2024 11:42:29AM | [26 empty] | E1117 : Arun Kumar | 12-AUG-2024 12:56:52PM | H1155 : Raushan Kumar
After Sales | Kaeser's Compressor Spare | Kaeser | AS275 | Compressor's Filter Mat Part No- 745190 Make- Keser | 39269099 | 0 | PCS | 569 | 0 | Part | 18 | 0 | NO | NO |  | NO |  | 18-APR-2024 11:46:30AM | [26 empty] | E1117 : Arun Kumar | 21-JAN-2025 4:30:22PM | E1117 : Arun Kumar
After Sales | Spare |  | AS276 | Compressor's Control Line KIT Part No- 39173100 Make- Keser Model- ASD50T | 39173100 | 0 | PCS | 0 | 0 | Part | 18 |  | NO | NO |  | NO |  | 18-APR-2024 11:48:47AM | [26 empty] | E1117 : Arun Kumar
After Sales | Kaeser's Compressor Spare |  | AS277 | Compressor's Air Filter Cartridge Part No -641630 Make- Kaeser Model - ASK28T | 39269099 | 1 | PCS | 4383 | 0 | Part | 18 | 0 | NO | NO |  | NO |  | 18-APR-2024 12:25:33PM | [26 empty] | E1117 : Arun Kumar | 28-APR-2025 5:04:34PM | H1155 : Raushan Kumar
After Sales | Kaeser's Compressor Spare |  | AS278 | Compressor's Oil Filter Element Part No -634630 Make- Kaeser Model - ASK28T | 84212900 | 0 | PCS | 4736 | 0 | Part | 18 | 0 | NO | NO |  | NO |  | 18-APR-2024 12:28:17PM | [26 empty] | E1117 : Arun Kumar | 28-APR-2025 5:04:34PM | H1155 : Raushan Kumar
After Sales | Kaeser's Compressor Spare |  | AS279 | Compressor's Oil Separator cartridge Part No -637891 Make- Kaeser Model - ASK28T | 84212900 | 0 | PCS | 14571 | 0 | Part | 18 | 0 | NO | NO |  | NO |  | 18-APR-2024 12:29:48PM | [26 empty] | E1117 : Arun Kumar | 28-APR-2025 5:04:34PM | H1155 : Raushan Kumar
After Sales | CMC - MedO |  | AS28 | Absstem Shield Premium-MEDO 03 | 998719 | 0 |  |  | 287500 | Part | 18 | 0 | YES | NO |  | NO | Absstem Shield Premium - PSA Oxygen Plant Full Package - CMC | 23-AUG-2023 5:48:38PM | Gas Generated | Medical Oxygen | Module Option | PSA plant Full Package | Make of Gas Generator | Absstem | Model of Gas Generator | MEDO 03 | Number of Visits | 4 Preventive + Unlimited Breakdown | Duration | 1 year | Consumables | Included | [12 empty] | E1002 : Pradeep Sati
After Sales | Kaeser's Compressor Spare |  | AS280 | Compressor's Filter Mat Control Part No -635720 Make- Kaeser Model - ASK28T | 39269099 | 1 | PCS | 240 | 0 | Part | 18 | 0 | NO | NO |  | NO |  | 18-APR-2024 12:32:21PM | [26 empty] | E1117 : Arun Kumar | 28-APR-2025 5:04:34PM | H1155 : Raushan Kumar
After Sales | Kaeser's Compressor Spare |  | AS281 | Compressor's Working Element -80 Deg C Part No -719750 Make- Kaeser Model - ASK28T | 90321090 | 0 | PCS | 0 | 0 | Part | 18 | 0 | NO | NO |  | NO |  | 18-APR-2024 12:34:22PM | [26 empty] | E1117 : Arun Kumar | 14-OCT-2024 3:42:12PM | E1117 : Arun Kumar
After Sales | Kaeser's Compressor Spare |  | AS282 | Compressor's Maintenance Kit-CAVV Part No -4007060 Make- Kaeser Model - ASK28T | 84149019 | 0 | PCS | 1580 | 0 | Part | 18 | 0 | NO | NO |  | NO |  | 18-APR-2024 12:35:43PM | [26 empty] | E1117 : Arun Kumar | 14-OCT-2024 3:42:18PM | E1117 : Arun Kumar
After Sales | Kaeser's Compressor Spare |  | AS283 | Compressor's SET OF MOTOR BEARINGS Part No -4025330 Make- Kaeser Model - ASK28T | 84828000 | 0 | PCS | 11476 | 0 | Part | 18 | 0 | NO | NO |  | NO |  | 18-APR-2024 12:36:50PM | [26 empty] | E1117 : Arun Kumar | 14-OCT-2024 3:42:24PM | E1117 : Arun Kumar
After Sales | Kaeser's Compressor Spare |  | AS284 | Compressor's Deep Groove Ball Bearing Part No -9986000010 Make- Kaeser Model - ASK28T | 84828000 | 0 | PCS | 3319 | 0 | Part | 18 | 0 | NO | NO |  | NO |  | 18-APR-2024 12:38:07PM | [26 empty] | E1117 : Arun Kumar | 14-OCT-2024 3:42:30PM | E1117 : Arun Kumar
After Sales | Kaeser's Compressor Spare |  | AS285 | Compressor's AIR FILTER Part No -644320 Make- KAESER, Model-SK22T | 32269099 | 0 | PCS | 4041 | 0 | Part | 18 | 0 | NO | NO |  | NO |  | 18-APR-2024 12:44:37PM | [26 empty] | E1117 : Arun Kumar | 28-APR-2025 4:59:12PM | H1155 : Raushan Kumar
After Sales | Kaeser's Compressor Spare |  | AS286 | Compressor's OIL FILTER Part No - 634621 Make- KAESER, Model-SK22T | 32269099 | 0 | PCS | 3587 | 0 | Part | 18 | 0 | NO | NO |  | NO |  | 18-APR-2024 12:45:52PM | [26 empty] | E1117 : Arun Kumar | 28-APR-2025 4:59:12PM | H1155 : Raushan Kumar
After Sales | Kaeser's Compressor Spare |  | AS287 | Compressor's Filter mat Part No - 635720 Make- KAESER, Model-SK22T | 635720 | 1 | PCS | 240 | 0 | Part | 18 | 0 | NO | NO |  | NO |  | 18-APR-2024 12:47:26PM | [26 empty] | E1117 : Arun Kumar | 28-APR-2025 4:59:12PM | H1155 : Raushan Kumar
After Sales | Kaeser's Compressor Spare |  | AS288 | Compressor's Oil Seprator Part No - 636690 Make- KAESER, Model-ASD40T, | 84212900 | 0 | PCS | 18888 | 0 | Part | 18 | 0 | NO | NO |  | NO |  | 18-APR-2024 2:10:43PM | [26 empty] | E1117 : Arun Kumar | 14-OCT-2024 3:42:58PM | E1117 : Arun Kumar
After Sales | Kaeser's Compressor Spare |  | AS289 | Compressor's Deep Groove ball Bearing Part No - 99856000010Make- KAESER, Model-ASD40T, | 84828000 | 0 | PCS | 0 | 0 | Part | 18 | 0 | NO | NO |  | NO |  | 18-APR-2024 2:12:21PM | [26 empty] | E1117 : Arun Kumar | 14-OCT-2024 3:43:05PM | E1117 : Arun Kumar
After Sales | CMC - MedO |  | AS29 | Absstem Shield Premium-MEDO 04 | 998719 | 0 |  |  | 306250 | Part | 18 | 0 | YES | NO |  | NO | Absstem Shield Premium - PSA Oxygen Plant Full Package - CMC | 23-AUG-2023 5:48:38PM | Gas Generated | Medical Oxygen | Module Option | PSA plant Full Package | Make of Gas Generator | Absstem | Model of Gas Generator | MEDO 04 | Number of Visits | 4 Preventive + Unlimited Breakdown | Duration | 1 year | Consumables | Included | [12 empty] | E1002 : Pradeep Sati
After Sales | Spare |  | AS290 | O Ring Part no -95023107 Make - IR | 40169990 | 1 | PCS | 210.9 | 0 | Part | 18 | 0 | NO | NO |  | NO |  | 19-APR-2024 12:29:44PM | [26 empty] | E1117 : Arun Kumar | 19-APR-2024 2:39:30PM | H1155 : Raushan Kumar
After Sales | Spare |  | AS291 | Air filter element part no -88171913 Make- IR model 11 kw | 84213910 | 4 | PCS | 2429.79 | 0 | Part | 18 |  | NO | NO |  | NO |  | 29-APR-2024 2:13:35PM | [26 empty] | E1117 : Arun Kumar | 06-MAY-2025 11:24:51AM | H1155 : Raushan Kumar
After Sales | Spare |  | AS292 | Valve Pilot 85 - 98 PSIG Part No 70278981 Make- IR | 84818090 | 0 | PCS | 1 | 0 | Part | 18 |  | NO | NO |  | NO |  | 29-APR-2024 2:23:09PM | [26 empty] | E1117 : Arun Kumar | 23-AUG-2024 2:36:53PM | H1155 : Raushan Kumar
After Sales | Spare |  | AS293 | Compressor Belt-18 KW RSB18 I-7-5 BAR- QX113006/QX103246 | 40103399 | 14 | PCS | 1252.8 | 0 | Part | 18 | 0 | NO | NO |  | NO |  | 11-MAY-2024 1:22:04PM | [26 empty] | E1117 : Arun Kumar | 04-APR-2025 3:40:51PM | H1155 : Raushan Kumar
After Sales | Spare |  | AS294 | Element, Filter Element L260AA- FT |  | 7 | PCS | 1 | 0 | Part | 18 |  | NO | NO |  | NO |  | 15-MAY-2024 11:20:11AM | [26 empty] | E1117 : Arun Kumar | 25-MAR-2025 11:35:40AM | H1155 : Raushan Kumar
After Sales | Spare |  | AS295 | Element, Filter Element L260AO- FT |  | 5 | PCS | 1 | 0 | Part | 18 |  | NO | NO |  | NO |  | 15-MAY-2024 11:21:31AM | [26 empty] | E1117 : Arun Kumar | 25-MAR-2025 11:35:40AM | H1155 : Raushan Kumar
After Sales | Spare |  | AS296 | Air Compressor High Temperature Grease - Temp-170 to 200 degree WT - 400g |  | 1 | PCS | 1530 | 0 | Part | 18 |  | NO | NO |  | NO |  | 15-MAY-2024 1:48:09PM | [26 empty] | E1117 : Arun Kumar | 06-JUN-2025 5:20:55PM | H1155 : Raushan Kumar
After Sales | Spare |  | AS297 | 11 KW Air Filter 1- 23883655 Q2- IR- SSVPL | 84213100 | 0 | PCS | 1678.4 | 0 | Part | 18 | 0 | NO | NO |  | NO |  | 22-MAY-2024 3:40:44PM | [26 empty] | E1117 : Arun Kumar | 09-DEC-2024 10:55:18AM | H1155 : Raushan Kumar
After Sales | Spare |  | AS298 | 11 KWAir Filter 2- 22892533 Q2- IR SSVPL | 84213100 | 0 | PCS | 1432 | 0 | Part | 18 | 0 | NO | NO |  | NO |  | 22-MAY-2024 3:41:42PM | [26 empty] | E1117 : Arun Kumar | 09-DEC-2024 10:55:18AM | H1155 : Raushan Kumar
After Sales | Spare |  | AS299 | 11 KW Oil Filter 39329602 Q2 - IR SSVPL | 84212300 | 0 | PCS | 1004.8 | 0 | Part | 18 | 0 | NO | NO |  | NO |  | 22-MAY-2024 3:43:07PM | [26 empty] | E1117 : Arun Kumar | 09-DEC-2024 10:55:18AM | H1155 : Raushan Kumar
After Sales | AMC |  | AS3 | Absstem Shield-MEDO 03 | 998719 | 0 |  |  | 99500 | Part | 18 | 0 | YES | NO |  | NO | Absstem Shield - PSA Oxygen Plant Full Package - AMC | 23-AUG-2023 5:48:37PM | Gas Generated | Medical Oxygen | Module Option | PSA plant Full Package | Make of Gas Generator | Absstem | Model of Gas Generator | MEDO 03 | Number of Visits | 4 Preventive + 2 Breakdown | Duration | 1 year | Consumables | Not Included | [12 empty] | E1002 : Pradeep Sati
After Sales | CMC - MedO |  | AS30 | Absstem Shield Premium-MEDO 05 | 998719 | 0 |  |  | 325000 | Part | 18 | 0 | YES | NO |  | NO | Absstem Shield Premium - PSA Oxygen Plant Full Package - CMC | 23-AUG-2023 5:48:38PM | Gas Generated | Medical Oxygen | Module Option | PSA plant Full Package | Make of Gas Generator | Absstem | Model of Gas Generator | MEDO 05 | Number of Visits | 4 Preventive + Unlimited Breakdown | Duration | 1 year | Consumables | Included | [12 empty] | E1002 : Pradeep Sati
After Sales | Spare |  | AS300 | 11 KW Oil Seprator 24121212 Q2- IR SSVPL | 84211910 | 0 | PCS | 4528 | 0 | Part | 18 | 0 | NO | NO |  | NO |  | 22-MAY-2024 3:43:42PM | [26 empty] | E1117 : Arun Kumar | 10-DEC-2024 9:41:43AM | H1155 : Raushan Kumar
After Sales | Spare | KOMTER | AS301 | Compressor's Oil Filter Part no - 43210278 Make- Komter - Model - KS15 to 50 | 8421392 | 0 | PCS | 1575.79 | 0 | Part | 18 | 0 | NO | NO |  | NO |  | 24-MAY-2024 11:38:15AM | [26 empty] | E1117 : Arun Kumar | 06-JAN-2025 9:20:28AM | E1117 : Arun Kumar
After Sales | Spare |  | AS302 | 45 KW Air Filter 24091720 Q2 - IR SSVPL | 84213100 | 0 | PCS | 1700 | 0 | Part | 18 | 0 | NO | NO |  | NO |  | 24-MAY-2024 3:13:14PM | [26 empty] | E1117 : Arun Kumar | 05-DEC-2024 2:22:52PM | E1117 : Arun Kumar
After Sales | Spare |  | AS303 | 30-45 KW Oil Filter 39911615 - Q2 - IR SSVPL | 84212300 | 0 | PCS | 3178 | 0 | Part | 18 | 0 | NO | NO |  | NO |  | 24-MAY-2024 3:15:12PM | [26 empty] | E1117 : Arun Kumar | 10-DEC-2024 11:40:03AM | H1155 : Raushan Kumar
After Sales | Spare |  | AS304 | 30-45 KW Oil Seprator 24163537 Q2 - IR SSVPL | 84211910 | 0 | PCS | 6200 | 0 | Part | 18 | 0 | NO | NO |  | NO |  | 24-MAY-2024 3:16:20PM | [26 empty] | E1117 : Arun Kumar | 10-DEC-2024 11:40:03AM | H1155 : Raushan Kumar
After Sales | Spare |  | AS305 | 30-37 KW Air Filter 24900292 Q2 - IR SSVPL | 84213100 | 0 | PCS | 4120 | 0 | Part | 18 | 0 | NO | NO |  | NO |  | 24-MAY-2024 3:17:06PM | [26 empty] | E1117 : Arun Kumar | 08-JAN-2025 3:23:03PM | H1155 : Raushan Kumar
After Sales | Spare |  | AS306 | 11 KW Air Filter 1- 23883655 Q2- IR- SAPL |  | 0 | PCS | 1320 | 0 | Part | 18 | 0 | NO | NO |  | NO |  | 10-JUN-2024 9:41:10AM | [26 empty] | E1117 : Arun Kumar | 05-DEC-2024 2:01:05PM | E1117 : Arun Kumar
After Sales | Spare |  | AS307 | 11 KWAir Filter 2- 22892533 Q2- IR - SAPL |  | 0 | PCS | 1320 | 0 | Part | 18 | 0 | NO | NO |  | NO |  | 10-JUN-2024 9:42:02AM | [26 empty] | E1117 : Arun Kumar | 09-DEC-2024 9:31:04AM | E1117 : Arun Kumar
After Sales | Spare |  | AS308 | 11 KW Oil Filter 39329602 Q2 - IR- SAPL |  | 0 | PCS | 1090 | 0 | Part | 18 | 0 | NO | NO |  | NO |  | 10-JUN-2024 9:42:38AM | [26 empty] | E1117 : Arun Kumar | 05-DEC-2024 2:03:56PM | E1117 : Arun Kumar
After Sales | Spare |  | AS309 | 11 KW Oil Seprator 24121212 Q2- IR SAPL |  | 0 | PCS | 3357 | 0 | Part | 18 | 0 | NO | NO |  | NO |  | 10-JUN-2024 9:43:07AM | [26 empty] | E1117 : Arun Kumar | 05-DEC-2024 2:04:58PM | E1117 : Arun Kumar
After Sales | CMC - MedO |  | AS31 | Absstem Shield Premium-MEDO 06 | 998719 | 0 |  |  | 337500 | Part | 18 | 0 | YES | NO |  | NO | Absstem Shield Premium - PSA Oxygen Plant Full Package - CMC | 23-AUG-2023 5:48:38PM | Gas Generated | Medical Oxygen | Module Option | PSA plant Full Package | Make of Gas Generator | Absstem | Model of Gas Generator | MEDO 06 | Number of Visits | 4 Preventive + Unlimited Breakdown | Duration | 1 year | Consumables | Included | [12 empty] | E1002 : Pradeep Sati
After Sales | Spare |  | AS310 | Air Filter ZS1211912- 15 -22 KW IR |  | 0 | PCS | 825 | 0 | Part | 18 | 0 | NO | YES |  | NO |  | 10-JUN-2024 9:44:40AM | [26 empty] | E1117 : Arun Kumar | 02-MAY-2025 2:44:50PM | E1117 : Arun Kumar
After Sales | Spare |  | AS311 | Oil Filter ZS1211906 Q2 -15-22 KW IR |  | 0 | PCS | 1282 | 0 | Part | 18 | 0 | NO | NO |  | NO |  | 10-JUN-2024 9:45:54AM | [26 empty] | E1117 : Arun Kumar | 02-MAY-2025 2:45:53PM | E1117 : Arun Kumar
After Sales | Spare |  | AS312 | Oil Separator ZS1211908 15-22 Kw - IR |  | 7 | PCS | 10440 | 0 | Part | 18 | 0 | NO | YES |  | NO |  | 10-JUN-2024 9:49:46AM | [26 empty] | E1117 : Arun Kumar | 02-MAY-2025 11:14:27AM | E1117 : Arun Kumar
After Sales | Spare |  | AS313 | 45 KW Air Filter 24091720 Q2 - IR SAPL |  | 0 | PCS | 1708 | 0 | Part | 18 | 0 | NO | NO |  | NO |  | 10-JUN-2024 9:57:13AM | [26 empty] | E1117 : Arun Kumar | 27-JAN-2025 2:41:17PM | H1155 : Raushan Kumar
After Sales | Spare |  | AS314 | 30-45 KW Oil Filter 39911615 - Q2 - IR- SAPL |  | 0 | PCS | 1803 | 0 | Part | 18 | 0 | NO | NO |  | NO |  | 10-JUN-2024 9:57:48AM | [26 empty] | E1117 : Arun Kumar | 09-DEC-2024 9:28:29AM | E1117 : Arun Kumar
After Sales | Spare |  | AS315 | 30-45 KW Oil Seprator 24163537 Q2 - IR SAPL |  | 0 | PCS | 5418 | 0 | Part | 18 | 0 | NO | NO |  | NO |  | 10-JUN-2024 10:03:54AM | [26 empty] | E1117 : Arun Kumar | 05-DEC-2024 2:17:56PM | E1117 : Arun Kumar
After Sales | Spare |  | AS316 | 30-37 KW Air Filter 24900292 Q2 - IR- SAPL |  | 0 | PCS | 3378 | 0 | Part | 18 | 0 | NO | NO |  | NO |  | 10-JUN-2024 10:04:51AM | [26 empty] | E1117 : Arun Kumar | 05-DEC-2024 2:16:44PM | E1117 : Arun Kumar
After Sales | Spare |  | AS317 | Compressor's Coolant Oil -38459582 - Q2- IR- SAPL |  | 0 | LTR | 0 | 0 | Part | 18 |  | NO | NO |  | NO |  | 10-JUN-2024 10:05:42AM | [26 empty] | E1117 : Arun Kumar
Fitting Item | Fitting Acce |  | AS318 | HEX Nipple 3/4 inch SS Type- HYd |  | 0 | PCS | 360 | 0 | Part | 18 | 0 | NO | NO |  | NO |  | 10-JUN-2024 2:10:25PM | [26 empty] | E1117 : Arun Kumar | 16-JAN-2025 2:30:31PM | H1155 : Raushan Kumar
After Sales | Spare |  | AS319 | 11 KW Air Filter 1- 23883655 Q2- IR-AE | 8421 | 0 | PCS | 1490 | 0 | Part | 18 | 0 | NO | NO |  | NO |  | 10-JUN-2024 4:20:57PM | [26 empty] | E1117 : Arun Kumar | 28-MAR-2025 10:53:35AM | H1155 : Raushan Kumar
After Sales | CMC - MedO |  | AS32 | Absstem Shield Premium-MEDO 07 | 998719 | 0 |  |  | 343750 | Part | 18 | 0 | YES | NO |  | NO | Absstem Shield Premium - PSA Oxygen Plant Full Package - CMC | 23-AUG-2023 5:48:38PM | Gas Generated | Medical Oxygen | Module Option | PSA plant Full Package | Make of Gas Generator | Absstem | Model of Gas Generator | MEDO 07 | Number of Visits | 4 Preventive + Unlimited Breakdown | Duration | 1 year | Consumables | Included | [12 empty] | E1002 : Pradeep Sati
After Sales | Spare |  | AS320 | 11 KWAir Filter 2- 22892533 Q2- IR AE | 8421 | 0 | PCS | 1220 | 0 | Part | 18 | 0 | NO | NO |  | NO |  | 10-JUN-2024 4:21:50PM | [26 empty] | E1117 : Arun Kumar | 28-MAR-2025 10:53:35AM | H1155 : Raushan Kumar
After Sales | Spare |  | AS321 | 11 KW Oil Filter 39329602 Q2 - IR - AE | 8414 | 0 | PCS | 845 | 0 | Part | 18 | 0 | NO | NO |  | NO |  | 11-JUN-2024 11:14:48AM | [26 empty] | E1117 : Arun Kumar | 28-MAR-2025 10:53:35AM | H1155 : Raushan Kumar
After Sales | Spare |  | AS322 | 11 KW Oil Seprator 24121212 Q2- IR- AE | 8421 | 0 | PCS | 3840 | 0 | Part | 18 | 0 | NO | NO |  | NO |  | 11-JUN-2024 11:15:30AM | [26 empty] | E1117 : Arun Kumar | 28-MAR-2025 10:53:35AM | H1155 : Raushan Kumar
After Sales | Spare |  | AS323 | 15-22 KW Air Filter ZS1211912- Q2- IR -AE | 8421 | 3 | PCS | 1351 | 0 | Part | 18 | 0 | NO | NO |  | NO |  | 11-JUN-2024 11:17:39AM | [26 empty] | E1117 : Arun Kumar | 02-MAY-2025 2:44:36PM | E1117 : Arun Kumar
After Sales | Spare |  | AS324 | 15-22 KW Oil Filter ZS1211906 Q2 -IR -AE | 8414 | 11 | PCS | 946 | 0 | Part | 18 | 0 | NO | NO |  | NO |  | 11-JUN-2024 11:18:46AM | [26 empty] | E1117 : Arun Kumar | 02-MAY-2025 2:45:42PM | E1117 : Arun Kumar
After Sales | Spare |  | AS325 | 15-22 Kw Oil Separator ZS1211908 - Q2 - IR - AE | 8414 | 11 | PCS | 3840 | 0 | Part | 18 | 0 | NO | NO |  | NO |  | 11-JUN-2024 11:20:02AM | [26 empty] | E1117 : Arun Kumar | 02-MAY-2025 2:46:34PM | E1117 : Arun Kumar
After Sales | Spare |  | AS326 | 30-37 KW Air Filter 24900292 Q2 - IR- AE | 8414 | 4 | PCS | 3750 | 0 | Part | 18 | 0 | NO | NO |  | NO |  | 11-JUN-2024 11:20:56AM | [26 empty] | E1117 : Arun Kumar | 14-FEB-2025 2:37:18PM | H1155 : Raushan Kumar
After Sales | Spare |  | AS327 | 30-45 KW Oil Filter 39911615 - Q2 - IR- AE | 8421 | 4 | PCS | 3000 | 0 | Part | 18 | 0 | NO | NO |  | NO |  | 11-JUN-2024 11:21:57AM | [26 empty] | E1117 : Arun Kumar | 08-MAR-2025 11:43:52AM | H1155 : Raushan Kumar
After Sales | Spare |  | AS328 | 30-45 KW Oil Seprator 24163537 Q2 - IR- AE | 8421 | 2 | PCS | 4560 | 0 | Part | 18 | 0 | NO | NO |  | NO |  | 11-JUN-2024 11:22:45AM | [26 empty] | E1117 : Arun Kumar | 08-MAR-2025 11:29:04AM | H1155 : Raushan Kumar
After Sales | Spare |  | AS329 | 45 KW Air Filter 24091720 Q2 - IR - AE | 8421 | 1 | PCS | 1700 | 0 | Part | 18 | 0 | NO | NO |  | NO |  | 11-JUN-2024 11:23:35AM | [26 empty] | E1117 : Arun Kumar | 19-MAY-2025 4:04:11PM | H1155 : Raushan Kumar
After Sales | CMC - MedO |  | AS33 | Absstem Shield Premium-MEDO 09 | 998719 | 0 |  |  | 375000 | Part | 18 | 0 | YES | NO |  | NO | Absstem Shield Premium - PSA Oxygen Plant Full Package - CMC | 23-AUG-2023 5:48:38PM | Gas Generated | Medical Oxygen | Module Option | PSA plant Full Package | Make of Gas Generator | Absstem | Model of Gas Generator | MEDO 09 | Number of Visits | 4 Preventive + Unlimited Breakdown | Duration | 1 year | Consumables | Included | [12 empty] | E1002 : Pradeep Sati
After Sales | Spare |  | AS330 | Compressor's Coolant Oil -38459582 - Q2- AE - IR 8 K HRS |  | 0 | LTR | 684 | 0 | Part | 18 | 0 | NO | NO |  | NO |  | 17-JUN-2024 3:26:23PM | [26 empty] | E1117 : Arun Kumar | 07-AUG-2024 4:53:24PM | H1155 : Raushan Kumar
After Sales | Kaeser's Compressor Spare |  | AS331 | CONTROL LINE KIT Part no 4038030 Make - Kaeser Model- ASK 28T | 39173100 | 0 | PCS | 6780 | 0 | Part | 18 | 0 | NO | NO |  | NO |  | 20-JUN-2024 11:42:04AM | [26 empty] | E1117 : Arun Kumar | 14-OCT-2024 3:43:10PM | E1117 : Arun Kumar
After Sales | Spare |  | AS332 | L/T Coil 415 Watt | 8538 | 1 | PCS | 943 | 0 | Part | 18 |  | NO | NO |  | NO |  | 24-JUN-2024 9:36:25AM | [26 empty] | E1117 : Arun Kumar | 06-MAY-2025 10:58:16AM | H1155 : Raushan Kumar
After Sales | Kaeser's Compressor Spare |  | AS333 | Repair Kit Fan Wheel with Fan Coupling 4042510 Make- Kaeser - Model - SK25T | 84149019 | 0 | PCS | 12411 | 0 | Part | 18 | 0 | NO | NO |  | NO |  | 25-JUN-2024 9:30:55AM | [26 empty] | E1117 : Arun Kumar | 14-OCT-2024 3:43:31PM | E1117 : Arun Kumar
After Sales | Kaeser's Compressor Spare |  | AS334 | 800111 Pressure Gauge Make-Kaeser Model-ASK 28T | 90262000 | 27 | PCS | 3347 | 0 | Part | 18 | 0 | NO | NO |  | NO |  | 25-JUN-2024 10:36:08AM | [26 empty] | E1117 : Arun Kumar | 14-OCT-2024 3:43:36PM | E1117 : Arun Kumar
After Sales | Spare |  | AS335 | Silencer Element 1/2 inch M05 Alwitco/ 0911005 | 84149090 | 33 | PCS | 1664 | 0 | Part | 18 | 0 | NO | NO |  | NO |  | 25-JUN-2024 10:36:34AM | [26 empty] | E1117 : Arun Kumar | 28-OCT-2024 3:12:54PM | H1155 : Raushan Kumar
After Sales | Kaeser's Compressor Spare |  | AS336 | 4007070 Repair Kit-CAVV Make- Kaeser Model- ASK 28T | 84149019 | 0 | PCS | 12075 | 0 | Part | 18 | 0 | NO | NO |  | NO |  | 25-JUN-2024 11:00:39AM | [26 empty] | E1117 : Arun Kumar | 31-DEC-2024 4:41:13PM | E1117 : Arun Kumar
After Sales | Kaeser's Compressor Spare |  | AS337 | 4042490 MAINTENANCE KIT INLET VALVE Make- Kaeser, Model- ASK 28T | 84149019 | 0 | PCS | 18157 | 0 | Part | 18 | 0 | NO | NO |  | NO |  | 25-JUN-2024 11:03:06AM | [26 empty] | E1117 : Arun Kumar | 14-OCT-2024 3:43:51PM | E1117 : Arun Kumar
After Sales | Spare |  | AS338 | Digital Oxygen Analyzer |  | 1 | PCS | 0 | 110000 | Part | 18 |  | NO | NO |  | NO |  | 27-JUN-2024 1:22:30PM | Measurement Range | 0-100% | Resolution | 0.01 | Accuracy | 0.1% | Sensor Type | Electrochemical | Display Type | LED | Output | 4-20 mA | Input Voltage | 24 VDC | Application | Air/Nitrogen/Oxygen | [10 empty] | E1002 : Pradeep Sati | 27-JUN-2024 1:23:46PM | E1002 : Pradeep Sati
After Sales | Spare |  | AS339 | Motor Start Capacitor 88-108 UF 330 VAC 50-60 HZ 36 series Make - Aristo For Dryer - IR 600 IN - iA | 85322200 | 13 | PCS | 218 | 0 | Part | 18 | 0 | NO | NO |  | NO |  | 04-JUL-2024 1:57:42PM | [26 empty] | E1117 : Arun Kumar | 28-MAY-2025 12:49:29PM | H1155 : Raushan Kumar
After Sales | CMC - MedO |  | AS34 | Absstem Shield Premium-MEDO 12.5 | 998719 | 0 |  |  | 393750 | Part | 18 | 0 | YES | NO |  | NO | Absstem Shield Premium - PSA Oxygen Plant Full Package - CMC | 23-AUG-2023 5:48:38PM | Gas Generated | Medical Oxygen | Module Option | PSA plant Full Package | Make of Gas Generator | Absstem | Model of Gas Generator | MEDO 12.5 | Number of Visits | 4 Preventive + Unlimited Breakdown | Duration | 1 year | Consumables | Included | [12 empty] | E1002 : Pradeep Sati
After Sales | Line Filter/Air Filter Spare |  | AS340 | Filter Element SFPL 0145 Micron-1 Make SFPL | 84213990 | 0 | PCS | 4250 | 0 | Part | 18 | 0 | NO | NO |  | NO |  | 09-JUL-2024 11:05:12AM | [26 empty] | E1117 : Arun Kumar | 24-OCT-2024 11:09:13AM | E1117 : Arun Kumar
After Sales | Line Filter/Air Filter Spare |  | AS341 | Filter Element SFPL 0145 Micron-0-01 Make SFPL | 84213990 | 0 | PCS | 4250 | 0 | Part | 18 | 0 | NO | NO |  | NO |  | 09-JUL-2024 11:06:05AM | [26 empty] | E1117 : Arun Kumar | 24-OCT-2024 11:09:47AM | E1117 : Arun Kumar
After Sales | Spare |  | AS342 | 15kw-IR-COM-CONTROLLER- XE PRO 25 |  | 0 | PCS | 1 | 0 | Part | 18 |  | NO | NO |  | NO |  | 10-JUL-2024 11:30:17AM | [26 empty] | E1117 : Arun Kumar | 10-JUL-2024 5:29:18PM | H1155 : Raushan Kumar
After Sales | Spare |  | AS343 | Silencer Element 3/4 inch M07 - Alwitco/ 0911007 | 84149090 | 30 | PCS | 2000 | 0 | Part | 18 |  | NO | NO |  | NO |  | 11-JUL-2024 9:59:45AM | [26 empty] | E1117 : Arun Kumar
After Sales | Spare |  | AS344 | AIR FILTER ASSY 530 CFM Part No B004700770039 Elgi -EG45- Q2-AE |  | 0 | PCS | 4850 | 0 | Part | 18 | 0 | NO | NO |  | NO |  | 12-JUL-2024 2:17:39PM | [26 empty] | E1117 : Arun Kumar | 03-JUN-2025 3:50:18PM | H1155 : Raushan Kumar
After Sales | Spare |  | AS345 | OIL FILTER ELEMENT Part No -X017503 Elgi -EG45- Q2-AE |  | 0 | PCS | 2950 | 0 | Part | 18 | 0 | NO | NO |  | NO |  | 12-JUL-2024 2:18:58PM | [26 empty] | E1117 : Arun Kumar | 03-JUN-2025 3:50:18PM | H1155 : Raushan Kumar
After Sales | Spare |  | AS346 | A/O SEPARATOR ELEMENT F3 ALPHA Part No - B006700770013 Elgi -EG45- Q2-AE |  | 0 | PCS | 20850 | 0 | Part | 18 | 0 | NO | NO |  | NO |  | 12-JUL-2024 2:19:55PM | [26 empty] | E1117 : Arun Kumar | 03-JUN-2025 3:50:18PM | H1155 : Raushan Kumar
After Sales | Spare |  | AS347 | OIL AIRLUBE UT SYN PLUS Part No -000998101 Elgi - EG45 - Q 1 |  | 0 | LTR | 1100 | 0 | Part | 18 | 0 | NO | NO |  | NO |  | 12-JUL-2024 2:21:31PM | [26 empty] | E1117 : Arun Kumar | 26-JUL-2024 9:58:36AM | H1155 : Raushan Kumar
After Sales | Spare |  | AS348 | Overload Relay Part No-TR2-D18321 For IR 11 KW OLR | 8536490 | 0 | PCS | 2390 | 0 | Part | 18 | 0 | NO | NO |  | NO |  | 12-JUL-2024 4:49:39PM | [26 empty] | E1117 : Arun Kumar | 02-JUN-2025 3:56:26PM | H1155 : Raushan Kumar
After Sales | Kaeser's Compressor Spare |  | AS349 | Compressor's Oil Separator Part No -6379220010 Make- KAESER, Model-SK22T | 84212900 | 0 | PCS | 14232 | 0 | Part | 18 | 0 | NO | NO |  | NO |  | 19-JUL-2024 2:06:47PM | [26 empty] | E1117 : Arun Kumar | 28-APR-2025 4:59:12PM | H1155 : Raushan Kumar
After Sales | CMC - MedO |  | AS35 | Absstem Shield Premium-MEDO 15 | 998719 | 0 |  |  | 406250 | Part | 18 | 0 | YES | NO |  | NO | Absstem Shield Premium - PSA Oxygen Plant Full Package - CMC | 23-AUG-2023 5:48:38PM | Gas Generated | Medical Oxygen | Module Option | PSA plant Full Package | Make of Gas Generator | Absstem | Model of Gas Generator | MEDO 15 | Number of Visits | 4 Preventive + Unlimited Breakdown | Duration | 1 year | Consumables | Included | [12 empty] | E1002 : Pradeep Sati
After Sales | Kaeser's Compressor Spare |  | AS350 | Compressor's SET OF MOTOR BEARINGS Part No -4033110 Make- KAESER, Model-SK22T | 84828000 | 0 | SET | 16110 | 0 | Part | 18 | 0 | NO | NO |  | NO |  | 19-JUL-2024 2:10:13PM | [26 empty] | E1117 : Arun Kumar | 14-OCT-2024 3:39:11PM | E1117 : Arun Kumar
After Sales | Spare |  | AS351 | GASKET MOTOR TO ADAPTER PLATE Make- IR - Model -ML45 | 74152100 | 0 | PCS | 2211.6 | 0 | Part | 18 |  | NO | NO |  | NO |  | 22-JUL-2024 9:32:49AM | [26 empty] | E1117 : Arun Kumar | 07-AUG-2024 4:49:08PM | E1117 : Arun Kumar
After Sales | Spare |  | AS352 | SLEEVE SHAFT Make- IR - Model- ML45 | 84669310 | 0 | PCS | 1826.4 | 0 | Part | 18 |  | NO | NO |  | NO |  | 22-JUL-2024 9:34:02AM | [26 empty] | E1117 : Arun Kumar | 07-AUG-2024 4:49:08PM | E1117 : Arun Kumar
After Sales | Spare |  | AS353 | O-RING MOTOR SHAFT Make- IR - Model- ML45 | 40169990 | 0 | PCS | 211.2 | 0 | Part | 18 |  | NO | NO |  | NO |  | 22-JUL-2024 9:35:05AM | [26 empty] | E1117 : Arun Kumar | 07-AUG-2024 4:49:08PM | E1117 : Arun Kumar
After Sales | Spare |  | AS354 | SEAL,SHAFT M37-45 - DOUBLE LIP HP 2625 INCH I/D Make- IR - Model-ML45 | 40169390 | 0 | PCS | 31287.6 | 0 | Part | 18 |  | NO | NO |  | NO |  | 22-JUL-2024 9:35:42AM | [26 empty] | E1117 : Arun Kumar | 07-AUG-2024 4:49:08PM | E1117 : Arun Kumar
After Sales | Spare |  | AS355 | O-Ring-95023107 Make- IR- Model- ML45 | 40169990 | 0 | PCS | 228 | 0 | Part | 18 |  | NO | NO |  | NO |  | 22-JUL-2024 9:36:26AM | [26 empty] | E1117 : Arun Kumar | 07-AUG-2024 4:49:08PM | E1117 : Arun Kumar
After Sales | Spare |  | AS356 | O-RING, 925 X 0188 SAE AS 568 Make- IR- Model- ML45 | 40169990 | 0 | PCS | 2696.4 | 0 | Part | 18 |  | NO | NO |  | NO |  | 22-JUL-2024 9:37:03AM | [26 empty] | E1117 : Arun Kumar | 07-AUG-2024 4:49:08PM | E1117 : Arun Kumar
After Sales | Spare |  | AS357 | GREASE,HIGHTEMPERATURE 250GMS Make- IR- Model- ML45 | 27101980 | 0 | PCS | 4035.6 | 0 | Part | 18 |  | NO | NO |  | NO |  | 22-JUL-2024 9:38:40AM | [26 empty] | E1117 : Arun Kumar | 07-AUG-2024 4:49:08PM | E1117 : Arun Kumar
After Sales | Spare |  | AS358 | SOLENOID VALVE Direct Acting PR- 0-10 Bar Volt 230 V | 84818090 | 0 | PCS | 2800 | 0 | Part | 18 |  | NO | NO |  | NO |  | 25-JUL-2024 2:27:09PM | [26 empty] | E1117 : Arun Kumar | 26-JUL-2024 9:58:36AM | H1155 : Raushan Kumar
After Sales | Spare |  | AS359 | Filter Element- EZ 1140- U - ZP FT |  | 1 | PCS | 1800 | 0 | Part | 18 |  | NO | NO |  | NO |  | 07-AUG-2024 12:06:23PM | [26 empty] | E1117 : Arun Kumar | 12-MAR-2025 10:02:32AM | H1155 : Raushan Kumar
After Sales | CMC - MedO |  | AS36 | Absstem Shield Premium-MEDO 18 | 998719 | 0 |  |  | 437500 | Part | 18 | 0 | YES | NO |  | NO | Absstem Shield Premium - PSA Oxygen Plant Full Package - CMC | 23-AUG-2023 5:48:38PM | Gas Generated | Medical Oxygen | Module Option | PSA plant Full Package | Make of Gas Generator | Absstem | Model of Gas Generator | MEDO 18 | Number of Visits | 4 Preventive + Unlimited Breakdown | Duration | 1 year | Consumables | Included | [12 empty] | E1002 : Pradeep Sati
After Sales | Spare |  | AS360 | Filter Element- EZ 1140- H - XP FT |  | 1 | PCS | 1800 | 0 | Part | 18 |  | NO | NO |  | NO |  | 07-AUG-2024 12:07:16PM | [26 empty] | E1117 : Arun Kumar | 12-MAR-2025 10:02:32AM | H1155 : Raushan Kumar
After Sales | Spare |  | AS361 | Filter Element- EZ 1140- C - A FT |  | 1 | PCS | 1800 | 0 | Part | 18 |  | NO | NO |  | NO |  | 07-AUG-2024 12:08:13PM | [26 empty] | E1117 : Arun Kumar | 12-MAR-2025 10:02:32AM | H1155 : Raushan Kumar
After Sales | Spare |  | AS362 | Filter Element- EZ 2020- U - ZP FT |  | 0 | PCS | 2800 | 0 | Part | 18 | 0 | NO | NO |  | NO |  | 07-AUG-2024 12:13:11PM | [26 empty] | E1117 : Arun Kumar | 02-MAY-2025 3:09:59PM | H1155 : Raushan Kumar
After Sales | Spare |  | AS363 | Filter Element- EZ 2020- H - XP FT |  | 0 | PCS | 2800 | 0 | Part | 18 |  | NO | NO |  | NO |  | 07-AUG-2024 12:15:44PM | [26 empty] | E1117 : Arun Kumar | 02-MAY-2025 3:09:59PM | H1155 : Raushan Kumar
After Sales | Spare |  | AS364 | Filter Element- EZ 2020- C - A FT |  | 0 | PCS | 2800 | 0 | Part | 18 |  | NO | NO |  | NO |  | 07-AUG-2024 12:18:48PM | [26 empty] | E1117 : Arun Kumar | 02-MAY-2025 3:09:59PM | H1155 : Raushan Kumar
After Sales | Spare |  | AS365 | V- Ribbed Belt 8 PK 1080 Part no -648320 | 40103690 | 0 | PCS | 5813 | 0 | Part | 18 |  | NO | NO |  | NO |  | 13-AUG-2024 9:34:30AM | [26 empty] | E1117 : Arun Kumar
After Sales | Spare |  | AS366 | Air Oil Separator New Part No - 720066643 Make- Komter Model- KS7 - KS10 | 84213920 | 0 | PCS | 5515.26 | 0 | Part | 18 |  | NO | NO |  | NO |  | 20-AUG-2024 3:19:28PM | [26 empty] | E1117 : Arun Kumar
After Sales | Komter Spare |  | AS367 | Kit Screw Smart Oil 5 Ltrs - 4000 Hrs -Part No- 43210184 Make - Komter | 84149090 | 0 | NOS | 2062.5 | 0 | Part | 18 | 0 | NO | NO |  | NO |  | 20-AUG-2024 3:27:07PM | [26 empty] | E1117 : Arun Kumar | 28-FEB-2025 4:16:21PM | E1117 : Arun Kumar
After Sales | Spare |  | AS368 | V- Ribbed Belt 8 PK 1207 Part no -648350 | 40103690 | 1 | PCS | 5365 | 0 | Part | 18 |  | NO | NO |  | NO |  | 27-AUG-2024 10:28:22AM | [26 empty] | E1117 : Arun Kumar
After Sales | Spare |  | AS369 | IR D180 Dryer's Compressor Model - NEU6214Z Make Embraco |  | 0 | NOS | 18000 | 0 | Part | 18 |  | NO | NO |  | NO |  | 27-AUG-2024 11:29:38AM | [26 empty] | E1117 : Arun Kumar | 28-AUG-2024 9:57:50AM | H1155 : Raushan Kumar
After Sales | CMC - MedO |  | AS37 | Absstem Shield Premium-MEDO 22 | 998719 | 0 |  |  | 468750 | Part | 18 | 0 | YES | NO |  | NO | Absstem Shield Premium - PSA Oxygen Plant Full Package - CMC | 23-AUG-2023 5:48:38PM | Gas Generated | Medical Oxygen | Module Option | PSA plant Full Package | Make of Gas Generator | Absstem | Model of Gas Generator | MEDO 22 | Number of Visits | 4 Preventive + Unlimited Breakdown | Duration | 1 year | Consumables | Included | [12 empty] | E1002 : Pradeep Sati
After Sales | Kaeser's Compressor Spare |  | AS370 | Sensor Part No 7971100001 PT100 50mm-15-105'C W118 4m Make- Kaeser -Model - SK 22T | 90318000 | 0 | PCS | 14331 | 0 | Part | 18 | 0 | NO | NO |  | NO |  | 28-AUG-2024 12:18:44PM | [26 empty] | E1117 : Arun Kumar | 14-OCT-2024 3:44:09PM | E1117 : Arun Kumar
After Sales | Kaeser's Compressor Spare |  | AS371 | Foam Filter Part No 558690 FOAM PLAST, PRE CUT Make - Kaeser Model SK22T | 39269091 | 0 | PCS | 1965 | 0 | Part | 18 | 0 | NO | NO |  | NO |  | 28-AUG-2024 12:19:49PM | [26 empty] | E1117 : Arun Kumar | 14-OCT-2024 3:44:14PM | E1117 : Arun Kumar
After Sales | Kaeser's Compressor Spare |  | AS372 | KIT Belt Pulley Part No - 212846E0 Make - Kaeser model - Sk22T | 84835090 | 0 | PCS | 16071 | 0 | Part | 18 | 0 | NO | NO |  | NO |  | 28-AUG-2024 12:24:05PM | [26 empty] | E1117 : Arun Kumar | 14-OCT-2024 3:45:06PM | E1117 : Arun Kumar
After Sales | Kaeser's Compressor Spare |  | AS373 | Kit Belt Pulley Part No 212818E0 Make Kaeser Model - SK22T | 84835090 | 0 | PCS | 19275 | 0 | Part | 18 | 0 | NO | NO |  | NO |  | 28-AUG-2024 12:25:14PM | [26 empty] | E1117 : Arun Kumar | 14-OCT-2024 3:45:12PM | E1117 : Arun Kumar
After Sales | Kaeser's Compressor Spare |  | AS374 | V ribber belt - SK 21- 8 Bar Part No 637710 Make - Kaeser Model - SK22T | 40103690 | 0 | PCS | 4021 | 0 | Part | 18 | 0 | NO | NO |  | NO |  | 28-AUG-2024 12:27:29PM | [26 empty] | E1117 : Arun Kumar | 24-OCT-2024 2:44:59PM | E1117 : Arun Kumar
After Sales | Spare |  | AS375 | Parker Filter element P030-AO Q2 - FT |  | 1 | PCS | 4500 | 0 | Part | 18 |  | NO | NO |  | NO |  | 30-AUG-2024 12:39:26PM | [26 empty] | E1117 : Arun Kumar | 03-MAY-2025 2:03:07PM | H1155 : Raushan Kumar
After Sales | Spare |  | AS376 | Parker Filter element P030-AA Q2 - FT |  | 1 | PCS | 4500 | 0 | Part | 18 |  | NO | NO |  | NO |  | 30-AUG-2024 12:39:48PM | [26 empty] | E1117 : Arun Kumar | 03-MAY-2025 2:03:07PM | H1155 : Raushan Kumar
After Sales | Spare |  | AS377 | Parker Filter element P030-ACS Q2 - FT |  | 1 | PCS | 4500 | 0 | Part | 18 |  | NO | NO |  | NO |  | 30-AUG-2024 12:41:21PM | [26 empty] | E1117 : Arun Kumar | 03-MAY-2025 2:03:07PM | H1155 : Raushan Kumar
After Sales | Spare |  | AS378 | 18 KW IR Compressor 's Control Transformer, 60VA 0-380V-415V-440V / 0-24V0-230V |  | 2 | PCS | 1200 | 0 | Part | 18 |  | NO | NO |  | NO |  | 30-AUG-2024 2:27:08PM | [26 empty] | E1117 : Arun Kumar
After Sales | Kaeser's Compressor Spare |  | AS379 | Terminal Clamp Part No - 7314005050 Make - Kaeser Model- ASK 28 T | 85369090 | 0 | PCS | 1050 | 0 | Part | 18 | 0 | NO | NO |  | NO |  | 31-AUG-2024 10:30:56AM | [26 empty] | E1117 : Arun Kumar | 14-OCT-2024 3:45:23PM | E1117 : Arun Kumar
After Sales | CMC - MedO |  | AS38 | Absstem Shield Premium-MEDO 25 | 998719 | 0 |  |  | 512500 | Part | 18 | 0 | YES | NO |  | NO | Absstem Shield Premium - PSA Oxygen Plant Full Package - CMC | 23-AUG-2023 5:48:38PM | Gas Generated | Medical Oxygen | Module Option | PSA plant Full Package | Make of Gas Generator | Absstem | Model of Gas Generator | MEDO 25 | Number of Visits | 4 Preventive + Unlimited Breakdown | Duration | 1 year | Consumables | Included | [12 empty] | E1002 : Pradeep Sati
After Sales | CMC - PSA Oxygen plant - Dual Compressor |  | AS380 | VPI Control Transformer IR 38 KW Compressor Part No CT1D KC05 CZLO Rating 250 VA 50/60 HZ, |  | 1 | PCS | 2340 | 0 | Part | 18 |  | NO | NO |  | NO |  | 31-AUG-2024 12:02:34PM | Spec | Rating 250 VA 50/60 HZ PRI 1- 380/400/415/440/460 V SEC 1- 110/120 V, 2.08 A Insulation Class F ta = 65 C T 65/F WT . 25. KG | [24 empty] | E1117 : Arun Kumar | 21-SEP-2024 10:55:02AM | H1155 : Raushan Kumar
After Sales | Spare |  | AS381 | IR Dryer D-600'S HOT Gas bypass Valve Model - 034L0143 | 90269000 | 1 | PCS | 7250 | 0 | Part | 18 |  | NO | NO |  | NO |  | 02-SEP-2024 10:53:52AM | [26 empty] | E1117 : Arun Kumar | 05-APR-2025 4:47:03PM | H1155 : Raushan Kumar
After Sales | Spare |  | AS382 | IR Dryer D600's Compressor Model -AW238NH-025- A4 - AWR4522CGH - LRA 57 Make - TECUMSEH | 84143000 | 0 | PCS | 14530 | 0 | Part | 18 |  | NO | NO |  | NO |  | 03-SEP-2024 5:38:30PM | [26 empty] | E1117 : Arun Kumar | 27-MAY-2025 4:30:32PM | H1155 : Raushan Kumar
After Sales | Kaeser's Compressor Spare |  | AS383 | Air Filter Cartridge Part no-642120 Make -Kaeser Model -SM 16T |  | 1 | PCS | 3568 | 0 | Part | 18 | 0 | NO | NO |  | NO |  | 07-SEP-2024 11:19:00AM | [26 empty] | E1117 : Arun Kumar | 14-OCT-2024 3:45:29PM | E1117 : Arun Kumar
After Sales | Kaeser's Compressor Spare |  | AS384 | Oil Separator Part No 6379510010 KIT Cartridge 100x110mm Make - Kaeser Model - SM 16T |  | 0 | PCS | 12305 | 0 | Part | 18 | 0 | NO | NO |  | NO |  | 07-SEP-2024 11:22:44AM | [26 empty] | E1117 : Arun Kumar | 14-OCT-2024 3:45:35PM | E1117 : Arun Kumar
After Sales | Spare |  | AS385 | Trident Dryer SWITCH PRESSURE SENSATA 25PS QCQ87 Dryer model- CS80 | 8421 | 0 | PCS | 3120 | 0 | Part | 18 |  | NO | NO |  | NO |  | 09-SEP-2024 3:28:37PM | [26 empty] | E1117 : Arun Kumar
After Sales | LAB TEST |  | AS386 | Oxygen GAS -Carbon Dioxide as CO 2 Carbon Monoxide Assay Purity | 998346 | 40 | NOS | 6500 | 0 | Part | 18 | 0 | NO | NO |  | NO |  | 09-SEP-2024 5:14:04PM | [26 empty] | E1117 : Arun Kumar | 11-SEP-2024 4:26:40PM | E1117 : Arun Kumar
After Sales | AMC |  | AS387 | AMC |  | 0 | Bundel | 22000 | 0 | Part | 18 | 0 | YES | YES |  | YES |  | 18-SEP-2024 4:52:47PM | [26 empty] | E1117 : Arun Kumar | 20-JUN-2025 10:48:03AM | E1002 : Pradeep Sati
After Sales | Kaeser's Compressor Spare |  | AS388 | Filter Mat Cooler Make- Kaeser Part No 561430 | 39269091 | 0 | PCS | 2217 | 0 | Part | 18 | 0 | NO | NO |  | NO |  | 19-SEP-2024 12:05:08PM | [26 empty] | E1117 : Arun Kumar | 19-NOV-2024 10:28:03AM | E1117 : Arun Kumar
After Sales | AMC |  | AS389 | Blank |  | 0 | Bundel | 0 | 0 | Part | 18 | 0 | NO | NO |  | YES |  | 19-SEP-2024 1:09:26PM | [26 empty] | E1117 : Arun Kumar | 19-SEP-2024 2:13:31PM | E1117 : Arun Kumar
After Sales | CMC - MedO |  | AS39 | Absstem Shield Premium-MEDO 30 | 998719 | 0 |  |  | 537500 | Part | 18 | 0 | YES | NO |  | NO | Absstem Shield Premium - PSA Oxygen Plant Full Package - CMC | 23-AUG-2023 5:48:38PM | Gas Generated | Medical Oxygen | Module Option | PSA plant Full Package | Make of Gas Generator | Absstem | Model of Gas Generator | MEDO 30 | Number of Visits | 4 Preventive + Unlimited Breakdown | Duration | 1 year | Consumables | Included | [12 empty] | E1002 : Pradeep Sati
After Sales | Spare |  | AS390 | Compressed Air Filter Element Pre Filter/ Candle filter Model / EDKT OD 70XID40xL500 | 84219900 | 3 | PCS | 1200 | 0 | Part | 18 |  | NO | NO |  | NO |  | 21-SEP-2024 10:48:08AM | Sepc | Compressed Air and Gas Filters. ? Pressure Regulating Skids for Natural Gas. ? Knock Out Drum &amp; Separator. ? Duplex Suction Filter Pressure Range ( 1.5 to 98 Barg ) ? Coalescent Discharge Filter Acc. PED 97/23/EC ( 100 to 350 barg ) ? Hydro Carbon Filters to absorb Oil Vapours. ? Conical Strainers # 150 , 300 , 600 ? Filter Elements Suitable for Suction &amp; Discharge Filters of Competitor’s Make. ? Filter Elements for DRS &amp; PRS Skids. | [24 empty] | E1117 : Arun Kumar | 26-SEP-2024 12:46:09PM | E1117 : Arun Kumar
After Sales | Spare |  | AS391 | Kit Control Line DN4 Part No 4043290 Make Kaesr | 8414 | 0 | PCS | 4675 | 0 | Part | 18 | 0 | NO | NO |  | NO |  | 23-SEP-2024 11:50:34AM | [26 empty] | E1117 : Arun Kumar | 23-SEP-2024 11:51:03AM | E1117 : Arun Kumar
After Sales | CMC - PSA Oxygen plant - Dual Compressor |  | AS392 | PSU Model - HDR-15-24/MDR-20-24 - IR Compressor 30-45 KW | 85044029 | 0 | PCS | 1320 | 0 | Part | 18 | 0 | NO | NO |  | NO |  | 24-SEP-2024 11:07:36AM | [26 empty] | E1117 : Arun Kumar | 04-MAR-2025 10:32:51AM | H1155 : Raushan Kumar
After Sales | Spare |  | AS393 | Run Capacitor 35 MFP 440 VAC 50-60 HZ For Dryer - IR 600 IN - iA | 85322500 | 4 | PCS | 200 | 0 | Part | 18 |  | NO | NO |  | NO |  | 03-OCT-2024 11:09:34AM | [26 empty] | E1117 : Arun Kumar | 28-MAY-2025 12:49:29PM | H1155 : Raushan Kumar
After Sales | Kaeser's Compressor Spare |  | AS394 | Cooler Mat Part No -558500 Make - Kaeser | 39269099 | 0 | PCS | 1395 | 0 | Part | 18 | 0 | NO | NO |  | NO |  | 03-OCT-2024 12:17:48PM | [26 empty] | E1117 : Arun Kumar | 14-OCT-2024 3:45:46PM | E1117 : Arun Kumar
After Sales | Kaeser's Compressor Spare |  | AS395 | AIR GUIDE RING F FAN WH Part No -4036081 Make - Kaeser | 84149019 | 0 | PCS | 15500 | 0 | Part | 18 |  | NO | NO |  | NO |  | 14-OCT-2024 9:09:53AM | [26 empty] | E1117 : Arun Kumar
After Sales | Kaeser's Compressor Spare |  | AS396 | Inlet Nozzle 148 Part No 560610 Make - Kaeser | 8414 | 0 | PCS | 4644 | 0 | Part | 18 |  | NO | NO |  | NO |  | 14-OCT-2024 9:11:56AM | [26 empty] | E1117 : Arun Kumar
After Sales | Kaeser's Compressor Spare |  | AS397 | Kit Maintenance Comb/thermValve Part No -40099400030 Make- Kaeser | 84149019 | 0 | PCS | 6797 | 0 | Part | 18 |  | NO | NO |  | NO |  | 14-OCT-2024 9:13:06AM | [26 empty] | E1117 : Arun Kumar
After Sales | Kaeser's Compressor Spare |  | AS398 | Belt Tensioner Part No 212595E10010 Make- Kaeser | 73182990 | 0 | PCS | 6846 | 0 | Part | 18 |  | NO | NO |  | NO |  | 14-OCT-2024 3:37:52PM | [26 empty] | E1117 : Arun Kumar
After Sales | Kaeser's Compressor Spare |  | AS399 | Air Filter Cartridge Part No- 641430 Make- Kaeser | 39269099 | 0 | PCS | 5001 | 0 | Part | 18 |  | NO | NO |  | NO |  | 14-OCT-2024 4:51:41PM | [26 empty] | E1117 : Arun Kumar
After Sales | AMC |  | AS4 | Absstem Shield-MEDO 04 | 998719 | 0 |  |  | 99500 | Part | 18 | 0 | YES | NO |  | NO | Absstem Shield - PSA Oxygen Plant Full Package - AMC | 23-AUG-2023 5:48:37PM | Gas Generated | Medical Oxygen | Module Option | PSA plant Full Package | Make of Gas Generator | Absstem | Model of Gas Generator | MEDO 04 | Number of Visits | 4 Preventive + 2 Breakdown | Duration | 1 year | Consumables | Not Included | [12 empty] | E1002 : Pradeep Sati
After Sales | CMC - MedO |  | AS40 | Absstem Shield Premium-MEDO 40 | 998719 | 0 |  |  | 593750 | Part | 18 | 0 | YES | NO |  | NO | Absstem Shield Premium - PSA Oxygen Plant Full Package - CMC | 23-AUG-2023 5:48:38PM | Gas Generated | Medical Oxygen | Module Option | PSA plant Full Package | Make of Gas Generator | Absstem | Model of Gas Generator | MEDO 40 | Number of Visits | 4 Preventive + Unlimited Breakdown | Duration | 1 year | Consumables | Included | [12 empty] | E1002 : Pradeep Sati
After Sales | Kaeser's Compressor Spare |  | AS400 | Power Contactor Make- Kaeser | 85366990 | 0 | PCS | 2830 | 0 | Part | 18 |  | NO | NO |  | NO |  | 15-OCT-2024 9:32:38AM | [26 empty] | E1117 : Arun Kumar
After Sales | Kaeser's Compressor Spare |  | AS401 | Contactor 3RT2026 230V AC Part No -7874000070 Make Kaeser | 85369090 | 0 | PCS | 7386 | 0 | Part | 18 |  | NO | NO |  | NO |  | 15-OCT-2024 10:15:52AM | [26 empty] | E1117 : Arun Kumar
After Sales | Spare |  | AS402 | Dryer fan Part Number /- 38461497 Dryer model /- D180IN-A Make-IR |  | 0 | PCS | 6668.4 | 0 | Part | 18 |  | NO | NO |  | NO |  | 21-OCT-2024 12:23:19PM | [26 empty] | E1117 : Arun Kumar | 29-NOV-2024 12:26:01PM | H1155 : Raushan Kumar
After Sales | Spare |  | AS403 | Filter G23 1/4 inch Control Air Model F73G-2GN-AD2 Part No 70292594 Make - IR | 84219900 | 0 | PCS | 8652.45 | 0 | Part | 18 |  | NO | NO |  | NO |  | 23-OCT-2024 2:57:22PM | [26 empty] | E1117 : Arun Kumar | 19-APR-2025 10:35:10AM | H1155 : Raushan Kumar
After Sales | Line Filter/Air Filter Spare |  | AS404 | FILTER ELEMENT, 22075XR SFPL-0306 P Make-SFPL | 84213990 | 0 | PCS | 2650 | 0 | Part | 18 | 0 | NO | NO |  | NO |  | 24-OCT-2024 11:06:22AM | [26 empty] | E1117 : Arun Kumar | 24-FEB-2025 3:06:23PM | H1155 : Raushan Kumar
After Sales | Line Filter/Air Filter Spare |  | AS405 | FILTER ELEMENT, 22075XS SFPL-0306 M Make-SFPL | 84213990 | 0 | PCS | 2650 | 0 | Part | 18 |  | NO | NO |  | NO |  | 24-OCT-2024 11:07:02AM | [26 empty] | E1117 : Arun Kumar | 24-FEB-2025 3:06:23PM | H1155 : Raushan Kumar
After Sales | Line Filter/Air Filter Spare |  | AS406 | FILTER ELEMENT, 22075A SFPL-0306 S Make-SFPL | 84213990 | 0 | PCS | 2650 | 0 | Part | 18 |  | NO | NO |  | NO |  | 24-OCT-2024 11:07:35AM | [26 empty] | E1117 : Arun Kumar | 24-FEB-2025 3:06:23PM | H1155 : Raushan Kumar
After Sales | Kaeser's Compressor Spare |  | AS407 | Sigma Fluid S-570 Oil - 20 LTR container INDS57020L | 34039900 | 0 | NOS | 4451 | 0 | Part | 18 |  | NO | NO |  | NO |  | 11-NOV-2024 3:59:49PM | [26 empty] | E1117 : Arun Kumar
After Sales | Spare |  | AS408 | Gasket Seal ML37 IE- Make IR 37 Part No A93191150 | 73079290 | 1 | PCS | 477.3 | 0 | Part | 18 |  | NO | NO |  | NO |  | 14-NOV-2024 4:23:15PM | [26 empty] | E1117 : Arun Kumar | 21-NOV-2024 12:53:08PM | H1155 : Raushan Kumar
After Sales | Kaeser's Compressor Spare |  | AS409 | Spiral Hose DN 60 x 500 Part No 9107900040 Make Kaeser | 8414 | 0 | PCS | 4523 | 0 | Part | 18 |  | NO | NO |  | NO |  | 14-NOV-2024 4:56:10PM | [26 empty] | E1117 : Arun Kumar
After Sales | CMC - MedO |  | AS41 | Absstem Shield Premium-MEDO 45 | 998719 | 0 |  |  | 625000 | Part | 18 | 0 | YES | NO |  | NO | Absstem Shield Premium - PSA Oxygen Plant Full Package - CMC | 23-AUG-2023 5:48:38PM | Gas Generated | Medical Oxygen | Module Option | PSA plant Full Package | Make of Gas Generator | Absstem | Model of Gas Generator | MEDO 45 | Number of Visits | 4 Preventive + Unlimited Breakdown | Duration | 1 year | Consumables | Included | [12 empty] | E1002 : Pradeep Sati
After Sales | Spare |  | AS410 | Compressor D Scaling Chemical | 8414 | 10 | LTR | 196 | 0 | Part | 18 |  | NO | NO |  | NO |  | 15-NOV-2024 2:34:32PM | [26 empty] | E1117 : Arun Kumar | 06-JUN-2025 5:19:32PM | H1155 : Raushan Kumar
After Sales | Kaeser's Compressor Spare |  | AS411 | KIT Mainten roller bearings Part No-4018420 Make- Kaeser | 84821020 | 0 | NOS | 14887 | 0 | Part | 18 |  | NO | NO |  | NO |  | 19-NOV-2024 2:54:34PM | [26 empty] | E1117 : Arun Kumar
After Sales | Kaeser's Compressor Spare |  | AS412 | Deep groove ball bearing Part No -6003400010 Make- Kaeser | 84821020 | 0 | PCS | 1715 | 0 | Part | 18 |  | NO | NO |  | NO |  | 19-NOV-2024 2:59:16PM | [26 empty] | E1117 : Arun Kumar
After Sales | Repair - PSA Oxygen Plant-D |  | AS413 | ACTUATOR KIT EIV 159-972300070 Make Elgi |  | 0 | PCS | 7701 | 0 | Part | 18 |  | NO | NO |  | NO |  | 20-NOV-2024 11:44:32AM | [26 empty] | E1117 : Arun Kumar | 21-NOV-2024 10:45:39AM | H1155 : Raushan Kumar
After Sales | Line Filter/Air Filter Spare |  | AS414 | Element L220 AO FT | 84219900 | 1 | PCS | 4500 | 0 | Part | 18 |  | NO | NO |  | NO |  | 04-DEC-2024 3:14:51PM | [26 empty] | E1117 : Arun Kumar | 14-FEB-2025 3:22:00PM | H1155 : Raushan Kumar
After Sales | Line Filter/Air Filter Spare |  | AS415 | Element L220 AA FT | 84219900 | 1 | PCS | 4500 | 0 | Part | 18 |  | NO | NO |  | NO |  | 04-DEC-2024 3:15:41PM | [26 empty] | E1117 : Arun Kumar | 25-MAR-2025 11:37:58AM | H1155 : Raushan Kumar
After Sales | Line Filter/Air Filter Spare |  | AS416 | Element L220 ACS FT | 84219900 | 1 | PCS | 4500 | 0 | Part | 18 |  | NO | NO |  | NO |  | 04-DEC-2024 3:16:05PM | [26 empty] | E1117 : Arun Kumar | 25-MAR-2025 11:37:58AM | H1155 : Raushan Kumar
After Sales | Spare |  | AS417 | Heat Exchanger/ COOLER 18,5/22KW Part No- 100015141 Make IR | 84149090 | 0 | NOS | 40128.72 | 0 | Part | 18 | 0 | YES | NO |  | NO |  | 07-DEC-2024 10:00:19AM | [26 empty] | E1117 : Arun Kumar | 01-AUG-2026 10:41:53AM | H1155 : Raushan Kumar
After Sales | Spare |  | AS418 | Thermost Insert 55 DGR Part No- A11203274 Model- Rsb 15i | 84149090 | 0 | NOS | 20821.38 | 0 | Part | 18 | 0 | NO | YES |  | NO |  | 07-DEC-2024 10:49:27AM | [26 empty] | E1117 : Arun Kumar | 17-MAY-2025 4:40:09PM | H1155 : Raushan Kumar
After Sales | Spare |  | AS419 | Pipe Sealing Ring Part No- A93191150 Model- Rsb 15i Q2 | 73079290 | 4 | PCS | 338 | 0 | Part | 18 | 0 | NO | NO |  | NO |  | 07-DEC-2024 10:51:45AM | [26 empty] | E1117 : Arun Kumar | 02-JUN-2025 4:58:58PM | H1155 : Raushan Kumar
After Sales | CMC - MedO |  | AS42 | Absstem Shield Premium-MEDO 50 | 998719 | 0 |  |  | 668750 | Part | 18 | 0 | YES | NO |  | NO | Absstem Shield Premium - PSA Oxygen Plant Full Package - CMC | 23-AUG-2023 5:48:38PM | Gas Generated | Medical Oxygen | Module Option | PSA plant Full Package | Make of Gas Generator | Absstem | Model of Gas Generator | MEDO 50 | Number of Visits | 4 Preventive + Unlimited Breakdown | Duration | 1 year | Consumables | Included | [12 empty] | E1002 : Pradeep Sati
After Sales | Spare |  | AS420 | Running Meter Hour 230 VAC, 50 HZ Part No 70278270 - 11 KW - Make- IR | 85444999 | 1 | NOS | 2852.7 | 0 | Part | 18 |  | NO | NO |  | NO |  | 07-DEC-2024 12:03:12PM | [26 empty] | E1117 : Arun Kumar | 07-DEC-2024 1:45:27PM | H1155 : Raushan Kumar
After Sales | Spare |  | AS421 | Refrigeration's Rotary Compressor's OIL |  | 0 | LTR | 390 | 0 | Part | 18 |  | NO | NO |  | NO |  | 07-DEC-2024 12:16:12PM | [26 empty] | E1117 : Arun Kumar | 02-JAN-2025 2:17:39PM | H1155 : Raushan Kumar
After Sales | Line Filter/Air Filter Spare |  | AS422 | Element, Filter Element L 017 AA- FT | 84219900 | 2 | PCS | 1700 | 0 | Part | 18 |  | NO | NO |  | NO |  | 07-DEC-2024 12:31:30PM | [26 empty] | E1117 : Arun Kumar
After Sales | Line Filter/Air Filter Spare |  | AS423 | Element, Filter Element L 017AO- FT | 84219900 | 2 | PCS | 1700 | 0 | Part | 18 |  | NO | NO |  | NO |  | 07-DEC-2024 12:32:14PM | [26 empty] | E1117 : Arun Kumar
After Sales | Line Filter/Air Filter Spare |  | AS424 | Element, Filter Element L 017 ACS- FT | 84219900 | 2 | PCS | 1700 | 0 | Part | 18 |  | NO | NO |  | NO |  | 07-DEC-2024 12:33:14PM | [26 empty] | E1117 : Arun Kumar
After Sales | Spare |  | AS425 | Block VE5-2 Make- ABB | 85389000 | 2 | PCS | 2120 | 0 | Part | 18 |  | NO | NO |  | NO |  | 11-DEC-2024 2:11:55PM | [26 empty] | E1117 : Arun Kumar
After Sales | Spare |  | AS426 | By Pass Switch 200 AMP 3 Pole | 85369090 | 1 | PCS | 4000 | 0 | Part | 18 |  | NO | NO |  | NO |  | 13-DEC-2024 10:06:39AM | [26 empty] | E1117 : Arun Kumar | 14-DEC-2024 11:20:22AM | H1155 : Raushan Kumar
After Sales | Kaeser's Compressor Spare |  | AS427 | Repair Kit Inlet Valve Part No - DN60 4032970 Make- Kaeser | 841490 | 0 | PCS | 26051 | 0 | Part | 18 |  | NO | NO |  | NO |  | 13-DEC-2024 11:30:50AM | [26 empty] | E1117 : Arun Kumar | 31-DEC-2024 4:41:13PM | E1117 : Arun Kumar
After Sales | Spare |  | AS428 | VALVE BY-PASS HOT GAS Part No -18301358 Make IR | 84818090 | 0 | NOS | 24790.8 | 0 | Part | 18 |  | NO | NO |  | NO |  | 13-DEC-2024 5:04:34PM | [26 empty] | E1117 : Arun Kumar
After Sales | Spare |  | AS429 | ASSEMBLY , HOTGAS GROUP D480 Part No - 47624424001 Make - IR | 84818090 | 0 | PCS | 28236 | 0 | Part | 18 |  | NO | NO |  | NO |  | 13-DEC-2024 5:27:19PM | [26 empty] | E1117 : Arun Kumar | 19-MAR-2025 11:48:44AM | H1155 : Raushan Kumar
After Sales | CMC - MedO |  | AS43 | Absstem Shield Premium-MEDO 65 | 998719 | 0 |  |  | 718750 | Part | 18 | 0 | YES | NO |  | NO | Absstem Shield Premium - PSA Oxygen Plant Full Package - CMC | 23-AUG-2023 5:48:38PM | Gas Generated | Medical Oxygen | Module Option | PSA plant Full Package | Make of Gas Generator | Absstem | Model of Gas Generator | MEDO 65 | Number of Visits | 4 Preventive + Unlimited Breakdown | Duration | 1 year | Consumables | Included | [12 empty] | E1002 : Pradeep Sati
After Sales | Line Filter/Air Filter Spare |  | AS430 | Air Filter element ELFA 080AO - AE | 8414 | 0 | PCS | 2830 | 0 | Part | 18 |  | NO | NO |  | NO |  | 20-DEC-2024 10:49:58AM | [26 empty] | E1117 : Arun Kumar | 03-JAN-2025 4:54:01PM | H1155 : Raushan Kumar
After Sales | Line Filter/Air Filter Spare |  | AS431 | Air Filter element ELFA 080AA - AE | 8414 | 0 | PCS | 2830 | 0 | Part | 18 |  | NO | NO |  | NO |  | 20-DEC-2024 10:50:26AM | [26 empty] | E1117 : Arun Kumar | 03-JAN-2025 4:54:01PM | H1155 : Raushan Kumar
After Sales | Line Filter/Air Filter Spare |  | AS432 | Air Filter element ELFA 080ACS - AE | 8414 | 0 | PCS | 2830 | 0 | Part | 18 |  | NO | NO |  | NO |  | 20-DEC-2024 10:50:53AM | [26 empty] | E1117 : Arun Kumar | 03-JAN-2025 4:54:01PM | H1155 : Raushan Kumar
After Sales | Spare |  | AS433 | IR Dryer-480 Rotary Compressor | 8414 | 1 | PCS | 6800 | 0 | Part | 18 |  | NO | NO |  | NO |  | 23-DEC-2024 11:38:34AM | [26 empty] | E1117 : Arun Kumar | 07-MAY-2025 12:04:18PM | H1155 : Raushan Kumar
After Sales | Spare |  | AS434 | Insulation Pipe | 4009 | 1 | PCS | 450 | 0 | Part | 18 |  | NO | NO |  | NO |  | 23-DEC-2024 11:39:55AM | [26 empty] | E1117 : Arun Kumar
After Sales | Spare |  | AS435 | Compressor Hose 1-1/2 inch crimped 810 mm ML45 IR | 40092100 | 0 | PCS | 2555 | 0 | Part | 18 |  | NO | NO |  | NO |  | 27-DEC-2024 10:15:15AM | [26 empty] | E1117 : Arun Kumar | 09-APR-2025 10:28:31AM | H1155 : Raushan Kumar
After Sales | LAB TEST |  | AS436 | Analyzer calibration testing | 9987 | 1 | NOS | 3000 | 0 | Part | 18 |  | NO | NO |  | YES |  | 31-DEC-2024 9:37:53AM | [26 empty] | E1117 : Arun Kumar
After Sales | Spare |  | AS437 | ASSEMBLY , HOTGAS GROUP D480 Q2 | 8414 | 0 | PCS | 3150 | 0 | Part | 18 |  | NO | NO |  | NO |  | 31-DEC-2024 12:09:58PM | [26 empty] | E1117 : Arun Kumar | 17-MAY-2025 2:39:01PM | H1155 : Raushan Kumar
After Sales | Spare |  | AS438 | Electrical item Service Charge | 9987 | 0 | NOS | 13775 | 0 | Part | 18 |  | NO | NO |  | NO |  | 04-JAN-2025 11:17:38AM | [26 empty] | E1117 : Arun Kumar
After Sales | Spare | KOMTER | AS439 | Air Filter Element 30 HP - 43210085 | 84212300 | 0 | PCS | 2976.75 | 0 | Part | 18 |  | NO | NO |  | NO |  | 06-JAN-2025 9:20:20AM | [26 empty] | E1117 : Arun Kumar
After Sales | CMC - MedO |  | AS44 | Absstem Shield Premium-MEDO 75 | 998719 | 0 |  |  | 843750 | Part | 18 | 0 | YES | NO |  | NO | Absstem Shield Premium - PSA Oxygen Plant Full Package - CMC | 23-AUG-2023 5:48:38PM | Gas Generated | Medical Oxygen | Module Option | PSA plant Full Package | Make of Gas Generator | Absstem | Model of Gas Generator | MEDO 75 | Number of Visits | 4 Preventive + Unlimited Breakdown | Duration | 1 year | Consumables | Included | [12 empty] | E1002 : Pradeep Sati
After Sales | Spare | FT | AS440 | Drain, Internal Drain, Make - FT |  | 9 | PCS | 820 | 0 | Part | 18 | 0 | NO | NO |  | NO |  | 06-JAN-2025 9:58:04AM | [26 empty] | E1117 : Arun Kumar | 24-MAY-2025 2:59:50PM | H1155 : Raushan Kumar
After Sales | Spare |  | AS441 | Motor Start Capacitor 40-60 MFD 230 V AC 50-60 Hz 38 Series Make - Aristo for IR Dryer D180- |  | 10 | PCS | 96 | 0 | Part | 18 |  | NO | NO |  | NO |  | 07-JAN-2025 5:07:37PM | [26 empty] | E1117 : Arun Kumar | 25-MAR-2025 10:35:30AM | H1155 : Raushan Kumar
After Sales | Spare |  | AS442 | Solenoid Valve 13 Bar For 11 KW Compressor Make i IR Part No 47820192001 With Elbow and connector | 84818030 | 0 | NOS | 11459.64 | 0 | Part | 18 | 0 | NO | NO |  | NO |  | 10-JAN-2025 3:17:08PM | [26 empty] | E1117 : Arun Kumar | 15-JAN-2025 12:16:37PM | H1155 : Raushan Kumar
After Sales | Repair - PSA Oxygen Plant-D |  | AS443 | AIR FILTER ASSY 530 CFM B004700770039 Q1 Make Elgi EG45 | 84212300 | 0 | PCS | 7334 | 0 | Part | 18 |  | YES | NO |  | NO |  | 10-JAN-2025 3:24:56PM | [26 empty] | E1117 : Arun Kumar | 20-JAN-2025 11:44:11AM | H1155 : Raushan Kumar
After Sales | Spare |  | AS444 | EXCHANGER HEAT 6-1 CMM FOR DRYER - Part No 24298341 - D600 IR | 84149090 | 0 | PCS | 60787.2 | 0 | Part | 18 | 0 | NO | YES |  | NO |  | 16-JAN-2025 3:29:26PM | [26 empty] | E1117 : Arun Kumar | 27-FEB-2025 5:24:28PM | H1155 : Raushan Kumar
After Sales | Spare |  | AS445 | Relay With Base MY 2N GS 220/240 VAC - 7 - 10 Amp-8 PIN - 11 KW IR |  | 1 | PCS | 300 | 0 | Part | 18 | 0 | NO | NO |  | NO |  | 16-JAN-2025 3:37:21PM | [26 empty] | E1117 : Arun Kumar | 24-MAY-2025 12:26:37PM | H1155 : Raushan Kumar
After Sales | Kaeser's Compressor Spare | Kaeser | AS446 | High TEMP Grease 400 gm Pack Part No 632340 | 34039900 | 0 | PCS | 2163 | 0 | Part | 18 |  | NO | NO |  | NO |  | 21-JAN-2025 4:22:15PM | [26 empty] | E1117 : Arun Kumar
After Sales | Kaeser's Compressor Spare | Kaeser | AS447 | Air Filter Cartridge Part No-641391 Make - Kaeser | 84219900 | 0 | PCS | 9869 | 0 | Part | 18 | 0 | NO | NO |  | NO |  | 21-JAN-2025 4:28:31PM | [26 empty] | E1117 : Arun Kumar | 21-JAN-2025 4:28:39PM | E1117 : Arun Kumar
After Sales | Kaeser's Compressor Spare | Kaeser | AS448 | Oil Filter Part No 644930 Make - Kaeser | 39269099 | 0 | PCS | 9662 | 0 | Part | 18 |  | NO | NO |  | NO |  | 21-JAN-2025 4:29:40PM | [26 empty] | E1117 : Arun Kumar
After Sales | Spare |  | AS449 | Compressor's High Temperature Sensor 11 KW IR Part No - 47690568001 Q2 |  | 0 | PCS | 5800 | 0 | Part | 18 |  | NO | NO |  | NO |  | 28-JAN-2025 11:58:17AM | [26 empty] | E1117 : Arun Kumar | 19-MAR-2025 4:57:29PM | H1155 : Raushan Kumar
After Sales | CMC - MedO |  | AS45 | Absstem Shield Premium-MEDO 90 | 998719 | 0 |  |  | 975000 | Part | 18 | 0 | YES | NO |  | NO | Absstem Shield Premium - PSA Oxygen Plant Full Package - CMC | 23-AUG-2023 5:48:38PM | Gas Generated | Medical Oxygen | Module Option | PSA plant Full Package | Make of Gas Generator | Absstem | Model of Gas Generator | MEDO 90 | Number of Visits | 4 Preventive + Unlimited Breakdown | Duration | 1 year | Consumables | Included | [12 empty] | E1002 : Pradeep Sati
After Sales | Servo Spare |  | AS450 | Servo Display Card - Hindustan- Servo Pack |  | 1 | PCS | 0 | 0 | Part | 18 |  | NO | NO |  | NO |  | 29-JAN-2025 10:49:29AM | [26 empty] | E1117 : Arun Kumar | 29-JAN-2025 10:52:19AM | E1117 : Arun Kumar
After Sales | Spare | KOMTER | AS451 | CHECK VALVE 20 Part No - 43210024 Make Komter | 84818090 | 0 | PCS | 3016.44 | 0 | Part | 18 |  | NO | NO |  | NO |  | 31-JAN-2025 5:09:29PM | [26 empty] | E1117 : Arun Kumar
After Sales | Spare | KOMTER | AS452 | Fin 707 Cleaner Make- Komter | 84212900 | 0 | LTR | 485 | 0 | Part | 18 |  | YES | NO |  | NO |  | 31-JAN-2025 5:10:23PM | [26 empty] | E1117 : Arun Kumar
After Sales | Spare | KOMTER | AS453 | Motor Bearing - Make- Komter | 84212190 | 0 | PCS | 1567.5 | 0 | Part | 18 |  | YES | NO |  | NO |  | 01-FEB-2025 1:08:00PM | [26 empty] | E1117 : Arun Kumar
After Sales | Spare |  | AS454 | Megger Health Checkup and Motor winding varnish Work | 84212190 | 0 | NOS | 3781 | 0 | Part | 18 |  | NO | NO |  | NO |  | 01-FEB-2025 1:09:00PM | [26 empty] | E1117 : Arun Kumar
After Sales | Spare | KOMTER | AS455 | MAIN FOR KS710 STAR CONTACTOR FOR KS15 20 LC1E 1801M7 Make Komter | 85365010 | 0 | NOS | 1881 | 0 | Part | 18 |  | YES | NO |  | NO |  | 01-FEB-2025 1:10:13PM | [26 empty] | E1117 : Arun Kumar
After Sales | Spare | Ingersoll Rand | AS456 | Air intake Nozzle - Part No-QX102291 Make - IR - 15 KW | 84149090 | 0 | NOS | 6351 | 0 | Part | 18 |  | NO | NO |  | NO |  | 03-FEB-2025 10:41:39AM | [26 empty] | E1117 : Arun Kumar | 20-FEB-2025 2:21:44PM | H1155 : Raushan Kumar
After Sales | Spare |  | AS457 | Grease Rhine Fluro 150 - Oxygen compatible | 27101990 | 0 | NOS | 32000 | 0 | Part | 18 |  | NO | NO |  | NO |  | 03-FEB-2025 12:21:19PM | [26 empty] | E1117 : Arun Kumar | 06-FEB-2025 2:35:02PM | H1155 : Raushan Kumar
After Sales | Spare |  | AS458 | IR Dryer D-600'S Hermetic Filter drier DML 053S- 023Z505491 Make- Danfoss |  | 0 | PCS | 460 | 0 | Part | 18 | 0 | NO | YES |  | NO |  | 07-FEB-2025 10:25:10AM | [26 empty] | E1117 : Arun Kumar | 07-MAY-2025 9:39:25AM | E1117 : Arun Kumar
After Sales | Spare |  | AS459 | IR D144 Dryer Refrigeration Compressor Spare - relay -olr With Capacitor | 85361010 | 1 | Bundel | 2200 | 0 | Part | 18 |  | NO | NO |  | NO |  | 07-FEB-2025 10:40:23AM | [26 empty] | E1117 : Arun Kumar
After Sales | CMC - MedO |  | AS46 | Absstem Shield Premium-MEDO 110 | 998719 | 0 |  |  | 1112500 | Part | 18 | 0 | YES | NO |  | NO | Absstem Shield Premium - PSA Oxygen Plant Full Package - CMC | 23-AUG-2023 5:48:38PM | Gas Generated | Medical Oxygen | Module Option | PSA plant Full Package | Make of Gas Generator | Absstem | Model of Gas Generator | MEDO 110 | Number of Visits | 4 Preventive + Unlimited Breakdown | Duration | 1 year | Consumables | Included | [12 empty] | E1002 : Pradeep Sati
After Sales | Spare |  | AS460 | IR Compressor 15 KW - Contactor Model/- ABB AX25-30-01 | 8536 | 1 | PCS | 2520 | 0 | Part | 18 |  | NO | NO |  | NO |  | 07-FEB-2025 10:55:59AM | [26 empty] | E1117 : Arun Kumar
After Sales | Spare |  | AS461 | Dryer Switch | 85365020 | 1 | PCS | 45 | 0 | Part | 18 |  | NO | NO |  | NO |  | 20-FEB-2025 3:11:49PM | [26 empty] | E1117 : Arun Kumar | 21-FEB-2025 2:48:47PM | H1155 : Raushan Kumar
After Sales | Kaeser's Compressor Spare | Kaeser | AS462 | KIT drive coupling Part No 53177E1 Make - Kaeser | 84836090 | 0 | PCS | 21510 | 0 | Part | 18 |  | NO | NO |  | NO |  | 27-FEB-2025 9:59:22AM | [26 empty] | E1117 : Arun Kumar
After Sales | Spare |  | AS463 | THREAD ELBOW JOINTGL 10 Part No A93581670 Make-IR | 73079210 | 0 | PCS | 760.8 | 0 | Part | 18 |  | NO | NO |  | NO |  | 27-FEB-2025 4:45:21PM | [26 empty] | E1117 : Arun Kumar | 03-JUN-2025 11:01:19AM | H1155 : Raushan Kumar
After Sales | CMC - PSA Oxygen plant - Dual Compressor |  | AS464 | ASSY, GEARSET RATIO 2194 1SET- 2NOS Part No 24905895 Make IR- | 84149090 | 0 | PCS | 60433.2 | 0 | Part | 18 |  | NO | NO |  | NO |  | 27-FEB-2025 4:52:59PM | [26 empty] | E1117 : Arun Kumar | 23-APR-2025 2:46:38PM | H1155 : Raushan Kumar
After Sales | CMC - PSA Oxygen plant - Dual Compressor |  | AS465 | SEAL,SHAFT M37-45 - DOUBLE LIP HP 2625 INCH I/D Part No 88142450 Make - IR | 40169390 | 0 | PCS | 32349.6 | 0 | Part | 18 |  | NO | NO |  | NO |  | 27-FEB-2025 4:54:30PM | [26 empty] | E1117 : Arun Kumar | 23-APR-2025 2:46:38PM | H1155 : Raushan Kumar
After Sales | Komter Spare | KOMTER | AS466 | INTAKE VALVE FOR KS 7,10 15 AIV25Y-F |  | 0 | PCS | 11106 | 0 | Part | 18 |  | YES | NO |  | NO |  | 28-FEB-2025 4:15:09PM | [26 empty] | E1117 : Arun Kumar
After Sales | Spare |  | AS467 | VALVE THERMOSTATIC CONTR 1 5/16-12 SAE THD 130 F Part No -39467634 Make - IR -45 kW IR | 84818090 | 0 | NOS | 30500 | 0 | Part | 18 | 0 | NO | YES |  | NO |  | 12-MAR-2025 4:51:27PM | [26 empty] | E1117 : Arun Kumar | 31-MAR-2025 5:00:37PM | H1155 : Raushan Kumar
After Sales | Spare |  | AS468 | Drayer TeMP Controller SZ 7521 | 90321010 | 1 | PCS | 850 | 0 | Part | 18 |  | NO | NO |  | NO |  | 20-MAR-2025 10:25:25AM | [26 empty] | E1117 : Arun Kumar
After Sales | Spare |  | AS469 | Electrical HOT By Pass Valve 3/8 | 84818050 | 1 | PCS | 2250 | 0 | Part | 18 |  | NO | NO |  | NO |  | 20-MAR-2025 10:25:59AM | [26 empty] | E1117 : Arun Kumar
After Sales | CMC - MedO |  | AS47 | Absstem Shield Premium-MEDO 130 | 998719 | 0 |  |  | 1288750 | Part | 18 | 0 | YES | NO |  | NO | Absstem Shield Premium - PSA Oxygen Plant Full Package - CMC | 23-AUG-2023 5:48:38PM | Gas Generated | Medical Oxygen | Module Option | PSA plant Full Package | Make of Gas Generator | Absstem | Model of Gas Generator | MEDO 130 | Number of Visits | 4 Preventive + Unlimited Breakdown | Duration | 1 year | Consumables | Included | [12 empty] | E1002 : Pradeep Sati
After Sales | Kaeser's Compressor Spare | SKF | AS470 | Bearing 6304/C3 | 848210 | 2 | PCS | 292 | 0 | Part | 18 |  | NO | YES |  | NO |  | 25-MAR-2025 2:24:54PM | [26 empty] | E1117 : Arun Kumar | 28-MAR-2025 2:48:11PM | H1155 : Raushan Kumar
After Sales | Kaeser's Compressor Spare | Kaeser | AS471 | Oil Separator Cartridge 635690 Make- Kaeser | 84212900 | 0 | NOS | 25926 | 0 | Part | 18 |  | NO | NO |  | NO |  | 08-APR-2025 3:14:50PM | [26 empty] | E1117 : Arun Kumar
After Sales | Kaeser's Compressor Spare | Kaeser | AS472 | Maint Kit Inlet Valve 4008920 Make- Kaeser | 84149019 | 0 | NOS | 15537 | 0 | Part | 18 |  | NO | NO |  | NO |  | 08-APR-2025 3:15:54PM | [26 empty] | E1117 : Arun Kumar
After Sales | Komter Spare | KOMTER | AS473 | AIR OIL SEPRATOR KS20 Old, KPM 15, KPM 20 - 740239343 | 84149090 | 0 | NOS | 5857.58 | 0 | Part | 18 |  | YES | NO |  | NO |  | 05-MAY-2025 3:40:51PM | [26 empty] | E1117 : Arun Kumar
After Sales | Komter Spare | KOMTER | AS474 | CT COIL 40A Komater Compressor | 7208 | 0 | NOS | 1187.5 | 0 | Part | 18 |  | YES | NO |  | NO |  | 05-MAY-2025 3:42:08PM | [26 empty] | E1117 : Arun Kumar
After Sales | Spare |  | AS475 | IR Dryer D-480'S Hermetic Filter drier DCL 083S- 023Z502391 Make - Danfoss | 84212900 | 0 | PCS | 375 | 0 | Part | 18 |  | NO | YES |  | NO |  | 07-MAY-2025 9:39:09AM | [26 empty] | E1117 : Arun Kumar | 07-MAY-2025 11:53:53AM | H1155 : Raushan Kumar
After Sales | Spare |  | AS476 | Dryer Refrigerant Gas, R22 | 29037100 | 0 | NOS | 595 | 0 | Part | 18 |  | NO | YES |  | NO |  | 07-MAY-2025 9:42:13AM | [26 empty] | E1117 : Arun Kumar | 07-MAY-2025 11:53:53AM | H1155 : Raushan Kumar
After Sales | Spare-Q |  | AS477 | Spare-Q,Oxygen Sensor | 90330000 | 0 | NOS | 0 | 12800 | RAW | 18 | 0 | YES | YES |  | NO |  | 24-JUN-2025 12:45:54PM | [26 empty] | E1002 : Pradeep Sati | 24-JUN-2025 1:41:25PM | E1002 : Pradeep Sati
After Sales | Spare-Q |  | AS478 | Spare-Q,Oxygen Analyser | 902710 | 0 | NOS | 0 | 78000 | RAW | 18 | 0 | YES | YES |  | NO |  | 24-JUN-2025 12:45:54PM | [26 empty] | E1002 : Pradeep Sati | 24-JUN-2025 1:41:25PM | E1002 : Pradeep Sati
After Sales | Spare-Q |  | AS479 | Spare-Q,Angle Valve 1/2" | 8481 | 1 | NOS | 0 | 9500 | RAW | 18 | 0 | YES | YES |  | NO |  | 24-JUN-2025 12:45:54PM | [26 empty] | E1002 : Pradeep Sati | 24-JUN-2025 1:41:25PM | E1002 : Pradeep Sati
After Sales | CMC - MedO |  | AS48 | Absstem Shield Premium-MEDO 150 | 998719 | 0 |  |  | 1537500 | Part | 18 | 0 | YES | NO |  | NO | Absstem Shield Premium - PSA Oxygen Plant Full Package - CMC | 23-AUG-2023 5:48:38PM | Gas Generated | Medical Oxygen | Module Option | PSA plant Full Package | Make of Gas Generator | Absstem | Model of Gas Generator | MEDO 150 | Number of Visits | 4 Preventive + Unlimited Breakdown | Duration | 1 year | Consumables | Included | [12 empty] | E1002 : Pradeep Sati
After Sales | Spare-Q |  | AS480 | Spare-Q,Angle Valve 3/4" | 8481 | 1 | NOS | 0 | 11800 | RAW | 18 | 0 | YES | YES |  | NO |  | 24-JUN-2025 12:45:54PM | [26 empty] | E1002 : Pradeep Sati | 24-JUN-2025 1:41:25PM | E1002 : Pradeep Sati
After Sales | Spare-Q |  | AS481 | Spare-Q,Angle Valve 1" | 8481 | 1 | NOS | 0 | 19500 | RAW | 18 | 0 | YES | YES |  | NO |  | 24-JUN-2025 12:45:54PM | [26 empty] | E1002 : Pradeep Sati | 24-JUN-2025 1:41:25PM | E1002 : Pradeep Sati
After Sales | Spare-Q |  | AS482 | Spare-Q,Angle Valve 1.5" | 8481 | 1 | NOS | 0 | 28000 | RAW | 18 | 0 | YES | YES |  | NO |  | 24-JUN-2025 12:45:54PM | [26 empty] | E1002 : Pradeep Sati | 24-JUN-2025 1:41:25PM | E1002 : Pradeep Sati
After Sales | Spare-Q |  | AS483 | Spare-Q,Angle Valve SOV | 8481 | 1 | NOS | 0 | 8500 | RAW | 18 | 0 | YES | YES |  | NO |  | 24-JUN-2025 12:45:54PM | [26 empty] | E1002 : Pradeep Sati | 24-JUN-2025 1:41:25PM | E1002 : Pradeep Sati
After Sales | Spare-Q |  | AS484 | Spare-Q,Compressor Service Kit 2k/3k Hours | 84149090 | 0 | NOS | 0 | 40000 | RAW | 18 | 0 | YES | YES |  | NO |  | 24-JUN-2025 12:45:54PM | [26 empty] | E1002 : Pradeep Sati | 24-JUN-2025 1:41:25PM | E1002 : Pradeep Sati
After Sales | Spare-Q |  | AS485 | Spare-Q,Compressor Service Kit 4k/8k Hours | 84149090 | 0 | NOS | 0 | 95000 | RAW | 18 | 0 | YES | YES |  | NO |  | 24-JUN-2025 12:45:54PM | [26 empty] | E1002 : Pradeep Sati | 24-JUN-2025 1:41:25PM | E1002 : Pradeep Sati
After Sales | Spare-Q |  | AS486 | Spare-Q,Compressor Coolant Oil | 34039900 | 0 | LTR | 0 | 2400 | RAW | 18 | 0 | YES | YES |  | NO |  | 24-JUN-2025 12:45:54PM | [26 empty] | E1002 : Pradeep Sati | 24-JUN-2025 1:41:25PM | E1002 : Pradeep Sati
After Sales | Spare-Q |  | AS487 | Spare-Q,Line Filter Element | 84219900 | 0 | NOS | 0 | 21000 | RAW | 18 | 0 | YES | YES |  | NO |  | 24-JUN-2025 12:45:54PM | [26 empty] | E1002 : Pradeep Sati | 24-JUN-2025 1:41:25PM | E1002 : Pradeep Sati
After Sales | Spare-Q |  | AS488 | Spare-Q,Compressor Control Card | 9029 | 1 | NOS | 0 | 145000 | RAW | 18 | 0 | YES | YES |  | NO |  | 24-JUN-2025 12:45:54PM | [26 empty] | E1002 : Pradeep Sati | 24-JUN-2025 1:41:25PM | E1002 : Pradeep Sati
After Sales | Spare-Q |  | AS489 | Spare-Q,Dryer Controller | 84818090 | 0 | NOS | 0 | 18000 | RAW | 18 | 0 | YES | YES |  | NO |  | 24-JUN-2025 12:45:54PM | [26 empty] | E1002 : Pradeep Sati | 24-JUN-2025 1:41:25PM | E1002 : Pradeep Sati
After Sales | CMC - MedO |  | AS49 | Absstem Shield Premium-MEDO 200 | 998719 | 0 |  |  | 1718750 | Part | 18 | 0 | YES | NO |  | NO | Absstem Shield Premium - PSA Oxygen Plant Full Package - CMC | 23-AUG-2023 5:48:38PM | Gas Generated | Medical Oxygen | Module Option | PSA plant Full Package | Make of Gas Generator | Absstem | Model of Gas Generator | MEDO 200 | Number of Visits | 4 Preventive + Unlimited Breakdown | Duration | 1 year | Consumables | Included | [12 empty] | E1002 : Pradeep Sati
After Sales | Spare-Q |  | AS490 | Spare-Q,Dryer Compressor Service Kit | 8421 | 0 | NOS | 0 | 45000 | RAW | 18 | 0 | YES | YES |  | NO |  | 24-JUN-2025 12:45:54PM | [26 empty] | E1002 : Pradeep Sati | 24-JUN-2025 1:41:25PM | E1002 : Pradeep Sati
After Sales | Spare-Q |  | AS491 | Spare-Q,Muffler,Alwitco-M10,1" | 84149090 | 0 | NOS | 0 | 19000 | RAW | 18 | 0 | YES | YES |  | NO |  | 24-JUN-2025 12:45:54PM | [26 empty] | E1002 : Pradeep Sati | 26-JUN-2025 4:25:30PM | E1002 : Pradeep Sati
After Sales | Spare-Q |  | AS492 | Spare-Q,Muffler,Alwitco-M15,1.5" | 84149090 | 0 | NOS | 0 | 22500 | RAW | 18 | 0 | YES | YES |  | NO |  | 24-JUN-2025 12:45:54PM | [26 empty] | E1002 : Pradeep Sati | 26-JUN-2025 4:25:30PM | E1002 : Pradeep Sati
After Sales | Spare-Q |  | AS493 | Spare-Q,Sieves,ZMS | 38029019 | 0 | NOS | 0 | 1450 | RAW | 18 | 0 | YES | YES |  | NO |  | 24-JUN-2025 12:45:54PM | [26 empty] | E1002 : Pradeep Sati | 26-JUN-2025 4:25:30PM | E1002 : Pradeep Sati
After Sales | Spare-Q |  | AS494 | Spare-Q,Sieves,Activated Carbon-Granular | 38021000 | 16 | NOS | 0 | 380 | RAW | 18 | 0 | YES | YES |  | NO |  | 24-JUN-2025 12:45:54PM | [26 empty] | E1002 : Pradeep Sati | 03-JUL-2025 3:45:35PM | H1155 : Raushan Kumar
After Sales | Spare-Q |  | AS495 | Spare-Q,UPS,Offline,Microtek,1000 VA | 8504 | 0 | NOS | 0 | 28000 | RAW | 18 | 0 | YES | YES |  | NO |  | 24-JUN-2025 12:45:54PM | [26 empty] | E1002 : Pradeep Sati | 24-JUN-2025 1:41:25PM | E1002 : Pradeep Sati
After Sales | Spare-Q |  | AS496 | Spare-Q,Filter Regulator 1/2" | 8481 | 0 | NOS | 0 | 8800 | RAW | 18 | 0 | YES | YES |  | NO |  | 24-JUN-2025 12:45:54PM | [26 empty] | E1002 : Pradeep Sati | 26-JUN-2025 4:25:30PM | E1002 : Pradeep Sati
After Sales | Spare-Q |  | AS497 | Spare-Q,Display Screen,Controller,Absstem-ABS,Membrane Button,,24 V DC | 8531 | 0 | NOS | 0 | 250000 | RAW | 18 | 0 | YES | YES |  | NO |  | 24-JUN-2025 12:45:54PM | [26 empty] | E1002 : Pradeep Sati | 27-AUG-2026 2:10:54PM | E1002 : Pradeep Sati
After Sales | Service-Q |  | AS498 | Service-Q,PSA Oxygen Plant Dismantle | 9987 | 0 | NOS | 0 | 110000 | RAW | 18 | 0 | YES | YES |  | NO |  | 24-JUN-2025 12:45:54PM | [26 empty] | E1002 : Pradeep Sati | 26-JUN-2025 4:25:30PM | E1002 : Pradeep Sati
After Sales | Service-Q |  | AS499 | Service-Q,PSA Oxygen Plant Shifting | 9987 | 0 | LTR | 0 | 65000 | RAW | 18 | 0 | YES | YES |  | NO |  | 24-JUN-2025 12:45:54PM | [26 empty] | E1002 : Pradeep Sati | 26-JUN-2025 4:25:30PM | E1002 : Pradeep Sati
After Sales | AMC |  | AS5 | Absstem Shield-MEDO 05 | 998719 | 0 |  |  | 99500 | Part | 18 | 0 | YES | NO |  | NO | Absstem Shield - PSA Oxygen Plant Full Package - AMC | 23-AUG-2023 5:48:37PM | Gas Generated | Medical Oxygen | Module Option | PSA plant Full Package | Make of Gas Generator | Absstem | Model of Gas Generator | MEDO 05 | Number of Visits | 4 Preventive + 2 Breakdown | Duration | 1 year | Consumables | Not Included | [12 empty] | E1002 : Pradeep Sati
After Sales | CMC - MedO |  | AS50 | Absstem Shield Premium-MEDO 250 | 998719 | 0 |  |  | 2000000 | Part | 18 | 0 | YES | NO |  | NO | Absstem Shield Premium - PSA Oxygen Plant Full Package - CMC | 23-AUG-2023 5:48:38PM | Gas Generated | Medical Oxygen | Module Option | PSA plant Full Package | Make of Gas Generator | Absstem | Model of Gas Generator | MEDO 250 | Number of Visits | 4 Preventive + Unlimited Breakdown | Duration | 1 year | Consumables | Included | [12 empty] | E1002 : Pradeep Sati
After Sales | Service-Q |  | AS500 | Service-Q,PSA Oxygen Plant Installation | 9987 | 0 | LTR | 0 | 150000 | RAW | 18 | 0 | YES | YES |  | NO |  | 24-JUN-2025 12:45:54PM | [26 empty] | E1002 : Pradeep Sati | 26-JUN-2025 4:25:30PM | E1002 : Pradeep Sati
After Sales | Service-Q |  | AS501 | Service-Q,PSA Oxygen Plant Commissioning | 9987 | 0 | NOS | 0 | 170000 | RAW | 18 | 0 | YES | YES |  | NO |  | 24-JUN-2025 12:45:54PM | [26 empty] | E1002 : Pradeep Sati | 26-JUN-2025 4:25:30PM | E1002 : Pradeep Sati
After Sales | Service-Q |  | AS502 | Service-Q,Oxygen Sample Collection | 9987 | 0 | NOS | 6500 | 28000 | RAW | 18 | 0 | YES | YES |  | NO |  | 24-JUN-2025 12:45:54PM | [26 empty] | E1002 : Pradeep Sati | 26-JUN-2025 4:25:30PM | E1002 : Pradeep Sati
After Sales | Service-Q |  | AS503 | Service-Q,PSA Oxygen Plant Repair | 9987 | 0 | NOS | 0 | 450000 | RAW | 18 | 0 | YES | YES |  | NO |  | 24-JUN-2025 12:45:54PM | [26 empty] | E1002 : Pradeep Sati | 26-JUN-2025 4:25:30PM | E1002 : Pradeep Sati
After Sales | AMC |  | AS51 | Absstem Shield-MEDO 01 B | 998719 | 0 |  |  | 99500 | Part | 18 | 0 | YES | NO |  | NO | Absstem Shield - PSA Oxygen - AMC Plant only | 23-AUG-2023 5:48:38PM | Gas Generated | Medical Oxygen | Module Option | PSA Plant Only | Make of Gas Generator | Absstem | Model of Gas Generator | MEDO 01 B | Number of Visits | 4 Preventive + 2 Breakdown | Duration | 1 year | Consumables | Not Included | [12 empty] | E1002 : Pradeep Sati
After Sales | AMC |  | AS52 | Absstem Shield-MEDO 02 B | 998719 | 0 |  |  | 99500 | Part | 18 | 0 | YES | NO |  | NO | Absstem Shield - PSA Oxygen - AMC Plant only | 23-AUG-2023 5:48:38PM | Gas Generated | Medical Oxygen | Module Option | PSA Plant Only | Make of Gas Generator | Absstem | Model of Gas Generator | MEDO 02 B | Number of Visits | 4 Preventive + 2 Breakdown | Duration | 1 year | Consumables | Not Included | [12 empty] | E1002 : Pradeep Sati
After Sales | AMC |  | AS53 | Absstem Shield-MEDO 03 B | 998719 | 0 |  |  | 99500 | Part | 18 | 0 | YES | NO |  | NO | Absstem Shield - PSA Oxygen - AMC Plant only | 23-AUG-2023 5:48:38PM | Gas Generated | Medical Oxygen | Module Option | PSA Plant Only | Make of Gas Generator | Absstem | Model of Gas Generator | MEDO 03 B | Number of Visits | 4 Preventive + 2 Breakdown | Duration | 1 year | Consumables | Not Included | [12 empty] | E1002 : Pradeep Sati
After Sales | AMC |  | AS54 | Absstem Shield-MEDO 04 B | 998719 | 0 |  |  | 99500 | Part | 18 | 0 | YES | NO |  | NO | Absstem Shield - PSA Oxygen - AMC Plant only | 23-AUG-2023 5:48:38PM | Gas Generated | Medical Oxygen | Module Option | PSA Plant Only | Make of Gas Generator | Absstem | Model of Gas Generator | MEDO 04 B | Number of Visits | 4 Preventive + 2 Breakdown | Duration | 1 year | Consumables | Not Included | [12 empty] | E1002 : Pradeep Sati
After Sales | AMC |  | AS55 | Absstem Shield-MEDO 05 B | 998719 | 0 |  |  | 99500 | Part | 18 | 0 | YES | NO |  | NO | Absstem Shield - PSA Oxygen - AMC Plant only | 23-AUG-2023 5:48:38PM | Gas Generated | Medical Oxygen | Module Option | PSA Plant Only | Make of Gas Generator | Absstem | Model of Gas Generator | MEDO 05 B | Number of Visits | 4 Preventive + 2 Breakdown | Duration | 1 year | Consumables | Not Included | [12 empty] | E1002 : Pradeep Sati
After Sales | AMC |  | AS56 | Absstem Shield-MEDO 06 B | 998719 | 0 |  |  | 99500 | Part | 18 | 0 | YES | NO |  | NO | Absstem Shield - PSA Oxygen - AMC Plant only | 23-AUG-2023 5:48:38PM | Gas Generated | Medical Oxygen | Module Option | PSA Plant Only | Make of Gas Generator | Absstem | Model of Gas Generator | MEDO 06 B | Number of Visits | 4 Preventive + 2 Breakdown | Duration | 1 year | Consumables | Not Included | [12 empty] | E1002 : Pradeep Sati
After Sales | AMC |  | AS57 | Absstem Shield-MEDO 07 B | 998719 | 0 |  |  | 99500 | Part | 18 | 0 | YES | NO |  | NO | Absstem Shield - PSA Oxygen - AMC Plant only | 23-AUG-2023 5:48:38PM | Gas Generated | Medical Oxygen | Module Option | PSA Plant Only | Make of Gas Generator | Absstem | Model of Gas Generator | MEDO 07 B | Number of Visits | 4 Preventive + 2 Breakdown | Duration | 1 year | Consumables | Not Included | [12 empty] | E1002 : Pradeep Sati
After Sales | AMC |  | AS58 | Absstem Shield-MEDO 09 B | 998719 | 0 |  |  | 99500 | Part | 18 | 0 | YES | NO |  | NO | Absstem Shield - PSA Oxygen - AMC Plant only | 23-AUG-2023 5:48:38PM | Gas Generated | Medical Oxygen | Module Option | PSA Plant Only | Make of Gas Generator | Absstem | Model of Gas Generator | MEDO 09 B | Number of Visits | 4 Preventive + 2 Breakdown | Duration | 1 year | Consumables | Not Included | [12 empty] | E1002 : Pradeep Sati
After Sales | AMC |  | AS59 | Absstem Shield-MEDO 12.5 B | 998719 | 0 |  |  | 99500 | Part | 18 | 0 | YES | NO |  | NO | Absstem Shield - PSA Oxygen - AMC Plant only | 23-AUG-2023 5:48:38PM | Gas Generated | Medical Oxygen | Module Option | PSA Plant Only | Make of Gas Generator | Absstem | Model of Gas Generator | MEDO 12.5 B | Number of Visits | 4 Preventive + 2 Breakdown | Duration | 1 year | Consumables | Not Included | [12 empty] | E1002 : Pradeep Sati
After Sales | AMC |  | AS6 | Absstem Shield-MEDO 06 | 998719 | 0 |  |  | 99500 | Part | 18 | 0 | YES | NO |  | NO | Absstem Shield - PSA Oxygen Plant Full Package - AMC | 23-AUG-2023 5:48:37PM | Gas Generated | Medical Oxygen | Module Option | PSA plant Full Package | Make of Gas Generator | Absstem | Model of Gas Generator | MEDO 06 | Number of Visits | 4 Preventive + 2 Breakdown | Duration | 1 year | Consumables | Not Included | [12 empty] | E1002 : Pradeep Sati
After Sales | AMC |  | AS60 | Absstem Shield-MEDO 15 B | 998719 | 0 |  |  | 99500 | Part | 18 | 0 | YES | NO |  | NO | Absstem Shield - PSA Oxygen - AMC Plant only | 23-AUG-2023 5:48:38PM | Gas Generated | Medical Oxygen | Module Option | PSA Plant Only | Make of Gas Generator | Absstem | Model of Gas Generator | MEDO 15 B | Number of Visits | 4 Preventive + 2 Breakdown | Duration | 1 year | Consumables | Not Included | [12 empty] | E1002 : Pradeep Sati
After Sales | AMC |  | AS61 | Absstem Shield-MEDO 18 B | 998719 | 0 |  |  | 99500 | Part | 18 | 0 | YES | NO |  | NO | Absstem Shield - PSA Oxygen - AMC Plant only | 23-AUG-2023 5:48:38PM | Gas Generated | Medical Oxygen | Module Option | PSA Plant Only | Make of Gas Generator | Absstem | Model of Gas Generator | MEDO 18 B | Number of Visits | 4 Preventive + 2 Breakdown | Duration | 1 year | Consumables | Not Included | [12 empty] | E1002 : Pradeep Sati
After Sales | AMC |  | AS62 | Absstem Shield-MEDO 22 B | 998719 | 0 |  |  | 99500 | Part | 18 | 0 | YES | NO |  | NO | Absstem Shield - PSA Oxygen - AMC Plant only | 23-AUG-2023 5:48:38PM | Gas Generated | Medical Oxygen | Module Option | PSA Plant Only | Make of Gas Generator | Absstem | Model of Gas Generator | MEDO 22 B | Number of Visits | 4 Preventive + 2 Breakdown | Duration | 1 year | Consumables | Not Included | [12 empty] | E1002 : Pradeep Sati
After Sales | AMC |  | AS63 | Absstem Shield-MEDO 25 B | 998719 | 0 |  |  | 99500 | Part | 18 | 0 | YES | NO |  | NO | Absstem Shield - PSA Oxygen - AMC Plant only | 23-AUG-2023 5:48:38PM | Gas Generated | Medical Oxygen | Module Option | PSA Plant Only | Make of Gas Generator | Absstem | Model of Gas Generator | MEDO 25 B | Number of Visits | 4 Preventive + 2 Breakdown | Duration | 1 year | Consumables | Not Included | [12 empty] | E1002 : Pradeep Sati
After Sales | AMC |  | AS64 | Absstem Shield-MEDO 30 B | 998719 | 0 |  |  | 99500 | Part | 18 | 0 | YES | NO |  | NO | Absstem Shield - PSA Oxygen - AMC Plant only | 23-AUG-2023 5:48:38PM | Gas Generated | Medical Oxygen | Module Option | PSA Plant Only | Make of Gas Generator | Absstem | Model of Gas Generator | MEDO 30 B | Number of Visits | 4 Preventive + 2 Breakdown | Duration | 1 year | Consumables | Not Included | [12 empty] | E1002 : Pradeep Sati
After Sales | AMC |  | AS65 | Absstem Shield-MEDO 40 B | 998719 | 0 |  |  | 99500 | Part | 18 | 0 | YES | NO |  | NO | Absstem Shield - PSA Oxygen - AMC Plant only | 23-AUG-2023 5:48:38PM | Gas Generated | Medical Oxygen | Module Option | PSA Plant Only | Make of Gas Generator | Absstem | Model of Gas Generator | MEDO 40 B | Number of Visits | 4 Preventive + 2 Breakdown | Duration | 1 year | Consumables | Not Included | [12 empty] | E1002 : Pradeep Sati
After Sales | AMC |  | AS66 | Absstem Shield-MEDO 45 B | 998719 | 0 |  |  | 99500 | Part | 18 | 0 | YES | NO |  | NO | Absstem Shield - PSA Oxygen - AMC Plant only | 23-AUG-2023 5:48:38PM | Gas Generated | Medical Oxygen | Module Option | PSA Plant Only | Make of Gas Generator | Absstem | Model of Gas Generator | MEDO 45 B | Number of Visits | 4 Preventive + 2 Breakdown | Duration | 1 year | Consumables | Not Included | [12 empty] | E1002 : Pradeep Sati
After Sales | AMC |  | AS67 | Absstem Shield-MEDO 50 B | 998719 | 0 |  |  | 99500 | Part | 18 | 0 | YES | NO |  | NO | Absstem Shield - PSA Oxygen - AMC Plant only | 23-AUG-2023 5:48:38PM | Gas Generated | Medical Oxygen | Module Option | PSA Plant Only | Make of Gas Generator | Absstem | Model of Gas Generator | MEDO 50 B | Number of Visits | 4 Preventive + 2 Breakdown | Duration | 1 year | Consumables | Not Included | [12 empty] | E1002 : Pradeep Sati
After Sales | AMC |  | AS68 | Absstem Shield-MEDO 65 B | 998719 | 0 |  |  | 99500 | Part | 18 | 0 | YES | NO |  | NO | Absstem Shield - PSA Oxygen - AMC Plant only | 23-AUG-2023 5:48:38PM | Gas Generated | Medical Oxygen | Module Option | PSA Plant Only | Make of Gas Generator | Absstem | Model of Gas Generator | MEDO 65 B | Number of Visits | 4 Preventive + 2 Breakdown | Duration | 1 year | Consumables | Not Included | [12 empty] | E1002 : Pradeep Sati
After Sales | AMC |  | AS69 | Absstem Shield-MEDO 75 B | 998719 | 0 |  |  | 99500 | Part | 18 | 0 | YES | NO |  | NO | Absstem Shield - PSA Oxygen - AMC Plant only | 23-AUG-2023 5:48:38PM | Gas Generated | Medical Oxygen | Module Option | PSA Plant Only | Make of Gas Generator | Absstem | Model of Gas Generator | MEDO 75 B | Number of Visits | 4 Preventive + 2 Breakdown | Duration | 1 year | Consumables | Not Included | [12 empty] | E1002 : Pradeep Sati
After Sales | AMC |  | AS7 | Absstem Shield-MEDO 07 | 998719 | 0 |  |  | 99500 | Part | 18 | 0 | YES | NO |  | NO | Absstem Shield - PSA Oxygen Plant Full Package - AMC | 23-AUG-2023 5:48:37PM | Gas Generated | Medical Oxygen | Module Option | PSA plant Full Package | Make of Gas Generator | Absstem | Model of Gas Generator | MEDO 07 | Number of Visits | 4 Preventive + 2 Breakdown | Duration | 1 year | Consumables | Not Included | [12 empty] | E1002 : Pradeep Sati
After Sales | AMC |  | AS70 | Absstem Shield-MEDO 90 B | 998719 | 0 |  |  | 99500 | Part | 18 | 0 | YES | NO |  | NO | Absstem Shield - PSA Oxygen - AMC Plant only | 23-AUG-2023 5:48:38PM | Gas Generated | Medical Oxygen | Module Option | PSA Plant Only | Make of Gas Generator | Absstem | Model of Gas Generator | MEDO 90 B | Number of Visits | 4 Preventive + 2 Breakdown | Duration | 1 year | Consumables | Not Included | [12 empty] | E1002 : Pradeep Sati
After Sales | AMC |  | AS71 | Absstem Shield-MEDO 110 B | 998719 | 0 |  |  | 99500 | Part | 18 | 0 | YES | NO |  | NO | Absstem Shield - PSA Oxygen - AMC Plant only | 23-AUG-2023 5:48:38PM | Gas Generated | Medical Oxygen | Module Option | PSA Plant Only | Make of Gas Generator | Absstem | Model of Gas Generator | MEDO 110 B | Number of Visits | 4 Preventive + 2 Breakdown | Duration | 1 year | Consumables | Not Included | [12 empty] | E1002 : Pradeep Sati
After Sales | AMC |  | AS72 | Absstem Shield-MEDO 130 B | 998719 | 0 |  |  | 99500 | Part | 18 | 0 | YES | NO |  | NO | Absstem Shield - PSA Oxygen - AMC Plant only | 23-AUG-2023 5:48:38PM | Gas Generated | Medical Oxygen | Module Option | PSA Plant Only | Make of Gas Generator | Absstem | Model of Gas Generator | MEDO 130 B | Number of Visits | 4 Preventive + 2 Breakdown | Duration | 1 year | Consumables | Not Included | [12 empty] | E1002 : Pradeep Sati
After Sales | AMC |  | AS73 | Absstem Shield-MEDO 150 B | 998719 | 0 |  |  | 99500 | Part | 18 | 0 | YES | NO |  | NO | Absstem Shield - PSA Oxygen - AMC Plant only | 23-AUG-2023 5:48:38PM | Gas Generated | Medical Oxygen | Module Option | PSA Plant Only | Make of Gas Generator | Absstem | Model of Gas Generator | MEDO 150 B | Number of Visits | 4 Preventive + 2 Breakdown | Duration | 1 year | Consumables | Not Included | [12 empty] | E1002 : Pradeep Sati
After Sales | AMC |  | AS74 | Absstem Shield-MEDO 200 B | 998719 | 0 |  |  | 99500 | Part | 18 | 0 | YES | NO |  | NO | Absstem Shield - PSA Oxygen - AMC Plant only | 23-AUG-2023 5:48:38PM | Gas Generated | Medical Oxygen | Module Option | PSA Plant Only | Make of Gas Generator | Absstem | Model of Gas Generator | MEDO 200 B | Number of Visits | 4 Preventive + 2 Breakdown | Duration | 1 year | Consumables | Not Included | [12 empty] | E1002 : Pradeep Sati
After Sales | AMC |  | AS75 | Absstem Shield-MEDO 250 B | 998719 | 0 |  |  | 99500 | Part | 18 | 0 | YES | NO |  | NO | Absstem Shield - PSA Oxygen - AMC Plant only | 23-AUG-2023 5:48:38PM | Gas Generated | Medical Oxygen | Module Option | PSA Plant Only | Make of Gas Generator | Absstem | Model of Gas Generator | MEDO 250 B | Number of Visits | 4 Preventive + 2 Breakdown | Duration | 1 year | Consumables | Not Included | [12 empty] | E1002 : Pradeep Sati
After Sales | CMC - MedO |  | AS76 | Absstem Shield Premium-MEDO 01 B | 998719 | 0 |  |  | 150000 | Part | 18 | 0 | YES | NO |  | NO | Absstem Shield Premium - PSA Oxygen Plant only - CMC | 23-AUG-2023 5:48:38PM | Gas Generated | Medical Oxygen | Module Option | PSA Plant Only | Make of Gas Generator | Absstem | Model of Gas Generator | MEDO 01 B | Number of Visits | 4 Preventive + Unlimited Breakdown | Duration | 1 year | Consumables | Included | [12 empty] | E1002 : Pradeep Sati
After Sales | CMC - MedO |  | AS77 | Absstem Shield Premium-MEDO 02 B | 998719 | 0 |  |  | 161250 | Part | 18 | 0 | YES | NO |  | NO | Absstem Shield Premium - PSA Oxygen Plant only - CMC | 23-AUG-2023 5:48:38PM | Gas Generated | Medical Oxygen | Module Option | PSA Plant Only | Make of Gas Generator | Absstem | Model of Gas Generator | MEDO 02 B | Number of Visits | 4 Preventive + Unlimited Breakdown | Duration | 1 year | Consumables | Included | [12 empty] | E1002 : Pradeep Sati
After Sales | CMC - MedO |  | AS78 | Absstem Shield Premium-MEDO 03 B | 998719 | 0 |  |  | 172500 | Part | 18 | 0 | YES | NO |  | NO | Absstem Shield Premium - PSA Oxygen Plant only - CMC | 23-AUG-2023 5:48:38PM | Gas Generated | Medical Oxygen | Module Option | PSA Plant Only | Make of Gas Generator | Absstem | Model of Gas Generator | MEDO 03 B | Number of Visits | 4 Preventive + Unlimited Breakdown | Duration | 1 year | Consumables | Included | [12 empty] | E1002 : Pradeep Sati
After Sales | CMC - MedO |  | AS79 | Absstem Shield Premium-MEDO 04 B | 998719 | 0 |  |  | 183750 | Part | 18 | 0 | YES | NO |  | NO | Absstem Shield Premium - PSA Oxygen Plant only - CMC | 23-AUG-2023 5:48:38PM | Gas Generated | Medical Oxygen | Module Option | PSA Plant Only | Make of Gas Generator | Absstem | Model of Gas Generator | MEDO 04 B | Number of Visits | 4 Preventive + Unlimited Breakdown | Duration | 1 year | Consumables | Included | [12 empty] | E1002 : Pradeep Sati
After Sales | AMC |  | AS8 | Absstem Shield-MEDO 09 | 998719 | 0 |  |  | 99500 | Part | 18 | 0 | YES | NO |  | NO | Absstem Shield - PSA Oxygen Plant Full Package - AMC | 23-AUG-2023 5:48:37PM | Gas Generated | Medical Oxygen | Module Option | PSA plant Full Package | Make of Gas Generator | Absstem | Model of Gas Generator | MEDO 09 | Number of Visits | 4 Preventive + 2 Breakdown | Duration | 1 year | Consumables | Not Included | [12 empty] | E1002 : Pradeep Sati
After Sales | CMC - MedO |  | AS80 | Absstem Shield Premium-MEDO 05 B | 998719 | 0 |  |  | 195000 | Part | 18 | 0 | YES | NO |  | NO | Absstem Shield Premium - PSA Oxygen Plant only - CMC | 23-AUG-2023 5:48:38PM | Gas Generated | Medical Oxygen | Module Option | PSA Plant Only | Make of Gas Generator | Absstem | Model of Gas Generator | MEDO 05 B | Number of Visits | 4 Preventive + Unlimited Breakdown | Duration | 1 year | Consumables | Included | [12 empty] | E1002 : Pradeep Sati
After Sales | CMC - MedO |  | AS81 | Absstem Shield Premium-MEDO 06 B | 998719 | 0 |  |  | 202500 | Part | 18 | 0 | YES | NO |  | NO | Absstem Shield Premium - PSA Oxygen Plant only - CMC | 23-AUG-2023 5:48:38PM | Gas Generated | Medical Oxygen | Module Option | PSA Plant Only | Make of Gas Generator | Absstem | Model of Gas Generator | MEDO 06 B | Number of Visits | 4 Preventive + Unlimited Breakdown | Duration | 1 year | Consumables | Included | [12 empty] | E1002 : Pradeep Sati
After Sales | CMC - MedO |  | AS82 | Absstem Shield Premium-MEDO 07 B | 998719 | 0 |  |  | 206250 | Part | 18 | 0 | YES | NO |  | NO | Absstem Shield Premium - PSA Oxygen Plant only - CMC | 23-AUG-2023 5:48:38PM | Gas Generated | Medical Oxygen | Module Option | PSA Plant Only | Make of Gas Generator | Absstem | Model of Gas Generator | MEDO 07 B | Number of Visits | 4 Preventive + Unlimited Breakdown | Duration | 1 year | Consumables | Included | [12 empty] | E1002 : Pradeep Sati
After Sales | CMC - MedO |  | AS83 | Absstem Shield Premium-MEDO 09 B | 998719 | 0 |  |  | 225000 | Part | 18 | 0 | YES | NO |  | NO | Absstem Shield Premium - PSA Oxygen Plant only - CMC | 23-AUG-2023 5:48:38PM | Gas Generated | Medical Oxygen | Module Option | PSA Plant Only | Make of Gas Generator | Absstem | Model of Gas Generator | MEDO 09 B | Number of Visits | 4 Preventive + Unlimited Breakdown | Duration | 1 year | Consumables | Included | [12 empty] | E1002 : Pradeep Sati
After Sales | CMC - MedO |  | AS84 | Absstem Shield Premium-MEDO 12.5 B | 998719 | 0 |  |  | 236250 | Part | 18 | 0 | YES | NO |  | NO | Absstem Shield Premium - PSA Oxygen Plant only - CMC | 23-AUG-2023 5:48:38PM | Gas Generated | Medical Oxygen | Module Option | PSA Plant Only | Make of Gas Generator | Absstem | Model of Gas Generator | MEDO 12.5 B | Number of Visits | 4 Preventive + Unlimited Breakdown | Duration | 1 year | Consumables | Included | [12 empty] | E1002 : Pradeep Sati
After Sales | CMC - MedO |  | AS85 | Absstem Shield Premium-MEDO 15 B | 998719 | 0 |  |  | 243750 | Part | 18 | 0 | YES | NO |  | NO | Absstem Shield Premium - PSA Oxygen Plant only - CMC | 23-AUG-2023 5:48:38PM | Gas Generated | Medical Oxygen | Module Option | PSA Plant Only | Make of Gas Generator | Absstem | Model of Gas Generator | MEDO 15 B | Number of Visits | 4 Preventive + Unlimited Breakdown | Duration | 1 year | Consumables | Included | [12 empty] | E1002 : Pradeep Sati
After Sales | CMC - MedO |  | AS86 | Absstem Shield Premium-MEDO 18 B | 998719 | 0 |  |  | 262500 | Part | 18 | 0 | YES | NO |  | NO | Absstem Shield Premium - PSA Oxygen Plant only - CMC | 23-AUG-2023 5:48:38PM | Gas Generated | Medical Oxygen | Module Option | PSA Plant Only | Make of Gas Generator | Absstem | Model of Gas Generator | MEDO 18 B | Number of Visits | 4 Preventive + Unlimited Breakdown | Duration | 1 year | Consumables | Included | [12 empty] | E1002 : Pradeep Sati
After Sales | CMC - MedO |  | AS87 | Absstem Shield Premium-MEDO 22 B | 998719 | 0 |  |  | 281250 | Part | 18 | 0 | YES | NO |  | NO | Absstem Shield Premium - PSA Oxygen Plant only - CMC | 23-AUG-2023 5:48:38PM | Gas Generated | Medical Oxygen | Module Option | PSA Plant Only | Make of Gas Generator | Absstem | Model of Gas Generator | MEDO 22 B | Number of Visits | 4 Preventive + Unlimited Breakdown | Duration | 1 year | Consumables | Included | [12 empty] | E1002 : Pradeep Sati
After Sales | CMC - MedO |  | AS88 | Absstem Shield Premium-MEDO 25 B | 998719 | 0 |  |  | 307500 | Part | 18 | 0 | YES | NO |  | NO | Absstem Shield Premium - PSA Oxygen Plant only - CMC | 23-AUG-2023 5:48:38PM | Gas Generated | Medical Oxygen | Module Option | PSA Plant Only | Make of Gas Generator | Absstem | Model of Gas Generator | MEDO 25 B | Number of Visits | 4 Preventive + Unlimited Breakdown | Duration | 1 year | Consumables | Included | [12 empty] | E1002 : Pradeep Sati
After Sales | CMC - MedO |  | AS89 | Absstem Shield Premium-MEDO 30 B | 998719 | 0 |  |  | 322500 | Part | 18 | 0 | YES | NO |  | NO | Absstem Shield Premium - PSA Oxygen Plant only - CMC | 23-AUG-2023 5:48:38PM | Gas Generated | Medical Oxygen | Module Option | PSA Plant Only | Make of Gas Generator | Absstem | Model of Gas Generator | MEDO 30 B | Number of Visits | 4 Preventive + Unlimited Breakdown | Duration | 1 year | Consumables | Included | [12 empty] | E1002 : Pradeep Sati
After Sales | AMC |  | AS9 | Absstem Shield-MEDO 12.5 | 998719 | 0 |  |  | 99500 | Part | 18 | 0 | YES | NO |  | NO | Absstem Shield - PSA Oxygen Plant Full Package - AMC | 23-AUG-2023 5:48:37PM | Gas Generated | Medical Oxygen | Module Option | PSA plant Full Package | Make of Gas Generator | Absstem | Model of Gas Generator | MEDO 12.5 | Number of Visits | 4 Preventive + 2 Breakdown | Duration | 1 year | Consumables | Not Included | [12 empty] | E1002 : Pradeep Sati
After Sales | CMC - MedO |  | AS90 | Absstem Shield Premium-MEDO 40 B | 998719 | 0 |  |  | 356250 | Part | 18 | 0 | YES | NO |  | NO | Absstem Shield Premium - PSA Oxygen Plant only - CMC | 23-AUG-2023 5:48:38PM | Gas Generated | Medical Oxygen | Module Option | PSA Plant Only | Make of Gas Generator | Absstem | Model of Gas Generator | MEDO 40 B | Number of Visits | 4 Preventive + Unlimited Breakdown | Duration | 1 year | Consumables | Included | [12 empty] | E1002 : Pradeep Sati
After Sales | CMC - MedO |  | AS91 | Absstem Shield Premium-MEDO 45 B | 998719 | 0 |  |  | 375000 | Part | 18 | 0 | YES | NO |  | NO | Absstem Shield Premium - PSA Oxygen Plant only - CMC | 23-AUG-2023 5:48:38PM | Gas Generated | Medical Oxygen | Module Option | PSA Plant Only | Make of Gas Generator | Absstem | Model of Gas Generator | MEDO 45 B | Number of Visits | 4 Preventive + Unlimited Breakdown | Duration | 1 year | Consumables | Included | [12 empty] | E1002 : Pradeep Sati
After Sales | CMC - MedO |  | AS92 | Absstem Shield Premium-MEDO 50 B | 998719 | 0 |  |  | 401250 | Part | 18 | 0 | YES | NO |  | NO | Absstem Shield Premium - PSA Oxygen Plant only - CMC | 23-AUG-2023 5:48:38PM | Gas Generated | Medical Oxygen | Module Option | PSA Plant Only | Make of Gas Generator | Absstem | Model of Gas Generator | MEDO 50 B | Number of Visits | 4 Preventive + Unlimited Breakdown | Duration | 1 year | Consumables | Included | [12 empty] | E1002 : Pradeep Sati
After Sales | CMC - MedO |  | AS93 | Absstem Shield Premium-MEDO 65 B | 998719 | 0 |  |  | 431250 | Part | 18 | 0 | YES | NO |  | NO | Absstem Shield Premium - PSA Oxygen Plant only - CMC | 23-AUG-2023 5:48:38PM | Gas Generated | Medical Oxygen | Module Option | PSA Plant Only | Make of Gas Generator | Absstem | Model of Gas Generator | MEDO 65 B | Number of Visits | 4 Preventive + Unlimited Breakdown | Duration | 1 year | Consumables | Included | [12 empty] | E1002 : Pradeep Sati
After Sales | CMC - MedO |  | AS94 | Absstem Shield Premium-MEDO 75 B | 998719 | 0 |  |  | 506250 | Part | 18 | 0 | YES | NO |  | NO | Absstem Shield Premium - PSA Oxygen Plant only - CMC | 23-AUG-2023 5:48:38PM | Gas Generated | Medical Oxygen | Module Option | PSA Plant Only | Make of Gas Generator | Absstem | Model of Gas Generator | MEDO 75 B | Number of Visits | 4 Preventive + Unlimited Breakdown | Duration | 1 year | Consumables | Included | [12 empty] | E1002 : Pradeep Sati
After Sales | CMC - MedO |  | AS95 | Absstem Shield Premium-MEDO 90 B | 998719 | 0 |  |  | 585000 | Part | 18 | 0 | YES | NO |  | NO | Absstem Shield Premium - PSA Oxygen Plant only - CMC | 23-AUG-2023 5:48:38PM | Gas Generated | Medical Oxygen | Module Option | PSA Plant Only | Make of Gas Generator | Absstem | Model of Gas Generator | MEDO 90 B | Number of Visits | 4 Preventive + Unlimited Breakdown | Duration | 1 year | Consumables | Included | [12 empty] | E1002 : Pradeep Sati
After Sales | CMC - MedO |  | AS96 | Absstem Shield Premium-MEDO 110 B | 998719 | 0 |  |  | 667500 | Part | 18 | 0 | YES | NO |  | NO | Absstem Shield Premium - PSA Oxygen Plant only - CMC | 23-AUG-2023 5:48:38PM | Gas Generated | Medical Oxygen | Module Option | PSA Plant Only | Make of Gas Generator | Absstem | Model of Gas Generator | MEDO 110 B | Number of Visits | 4 Preventive + Unlimited Breakdown | Duration | 1 year | Consumables | Included | [12 empty] | E1002 : Pradeep Sati
After Sales | CMC - MedO |  | AS97 | Absstem Shield Premium-MEDO 130 B | 998719 | 0 |  |  | 773250 | Part | 18 | 0 | YES | NO |  | NO | Absstem Shield Premium - PSA Oxygen Plant only - CMC | 23-AUG-2023 5:48:38PM | Gas Generated | Medical Oxygen | Module Option | PSA Plant Only | Make of Gas Generator | Absstem | Model of Gas Generator | MEDO 130 B | Number of Visits | 4 Preventive + Unlimited Breakdown | Duration | 1 year | Consumables | Included | [12 empty] | E1002 : Pradeep Sati
After Sales | CMC - MedO |  | AS98 | Absstem Shield Premium-MEDO 150 B | 998719 | 0 |  |  | 922500 | Part | 18 | 0 | YES | NO |  | NO | Absstem Shield Premium - PSA Oxygen Plant only - CMC | 23-AUG-2023 5:48:38PM | Gas Generated | Medical Oxygen | Module Option | PSA Plant Only | Make of Gas Generator | Absstem | Model of Gas Generator | MEDO 150 B | Number of Visits | 4 Preventive + Unlimited Breakdown | Duration | 1 year | Consumables | Included | [12 empty] | E1002 : Pradeep Sati
After Sales | CMC - MedO |  | AS99 | Absstem Shield Premium-MEDO 200 B | 998719 | 0 |  |  | 1031250 | Part | 18 | 0 | YES | NO |  | NO | Absstem Shield Premium - PSA Oxygen Plant only - CMC | 23-AUG-2023 5:48:38PM | Gas Generated | Medical Oxygen | Module Option | PSA Plant Only | Make of Gas Generator | Absstem | Model of Gas Generator | MEDO 200 B | Number of Visits | 4 Preventive + Unlimited Breakdown | Duration | 1 year | Consumables | Included | [12 empty] | E1002 : Pradeep Sati
After Sales | CMC - PSA Oxygen plant |  | ASP - 100 LPM | Absstem Shield Premium - 100 LPM | 998719 | 0 | NOS | 0 | 233051 | Part | 18 | 0 | YES | YES |  | NO | CMC of other make PSA Oxygen plant | 31-AUG-2025 4:36:03AM | Gas Generated | Medical Oxygen | Module Option | PSA oxygen plant with Single Compressor | Oxygen Flow Capacity | 100 LPM | Number of Visits | 4 Preventive + Unlimited Breakdown | Duration | 1 year | Consumables | Included | Excluded Items | Air compressor Screw | [12 empty] | E1002 : Pradeep Sati | 31-AUG-2025 5:58:00AM | E1002 : Pradeep Sati
After Sales | CMC - PSA Oxygen plant - Dual Compressor |  | ASP - 100 LPM-D | Absstem Shield Premium ( D) - 100 LPM | 998719 | 0 | NOS | 0 | 278729 | Part | 18 | 0 | YES | YES |  | NO | CMC of other make PSA Oxygen plant - Dual Compressor | 31-AUG-2025 4:36:03AM | Gas Generated | Medical Oxygen | Module Option | PSA oxygen plant with Dual Compressor | Oxygen Flow Capacity | 100 LPM | Number of Visits | 4 Preventive + Unlimited Breakdown | Duration | 1 year | Consumables | Included | Excluded Items | Air compressor Screw | [12 empty] | E1002 : Pradeep Sati | 31-AUG-2025 4:41:43AM | E1002 : Pradeep Sati
After Sales | CMC - PSA Oxygen plant |  | ASP - 1000 LPM | Absstem Shield Premium - 1000 LPM | 998719 | 0 | NOS | 0 | 635594 | Part | 18 | 0 | YES | YES |  | NO | CMC of other make PSA Oxygen plant | 31-AUG-2025 4:36:03AM | Gas Generated | Medical Oxygen | Module Option | PSA oxygen plant with Single Compressor | Oxygen Flow Capacity | 1000 LPM | Number of Visits | 4 Preventive + Unlimited Breakdown | Duration | 1 year | Consumables | Included | Excluded Items | Air compressor Screw | [12 empty] | E1002 : Pradeep Sati | 31-AUG-2025 5:58:01AM | E1002 : Pradeep Sati
After Sales | CMC - PSA Oxygen plant - Dual Compressor |  | ASP - 1000 LPM-D | Absstem Shield Premium ( D) - 1000 LPM | 998719 | 1 | NOS | 0 | 760170 | Part | 18 | 0 | YES | YES |  | NO | CMC of other make PSA Oxygen plant - Dual Compressor | 31-AUG-2025 4:36:03AM | Gas Generated | Medical Oxygen | Module Option | PSA oxygen plant with Dual Compressor | Oxygen Flow Capacity | 1000 LPM | Number of Visits | 4 Preventive + Unlimited Breakdown | Duration | 1 year | Consumables | Included | Excluded Items | Air compressor Screw | [12 empty] | E1002 : Pradeep Sati | 31-AUG-2025 4:41:43AM | E1002 : Pradeep Sati
After Sales | CMC - PSA Oxygen plant |  | ASP - 150 LPM | Absstem Shield Premium - 150 LPM | 998719 | 0 | NOS | 0 | 264831 | Equipment | 18 | 0 | YES | YES |  | NO | CMC of other make PSA Oxygen plant | 31-AUG-2025 4:36:03AM | Gas Generated | Medical Oxygen | Module Option | PSA oxygen plant with Single Compressor | Oxygen Flow Capacity | 150 LPM | Number of Visits | 4 Preventive + Unlimited Breakdown | Duration | 1 year | Consumables | Included | Excluded Items | Air compressor Screw | [12 empty] | E1002 : Pradeep Sati | 28-JUL-2026 2:28:07PM | E1073 : ABS1004
After Sales | CMC - PSA Oxygen plant - Dual Compressor |  | ASP - 150 LPM-D | Absstem Shield Premium ( D) - 150 LPM | 998719 | 0 | NOS | 0 | 316738 | Part | 18 | 0 | YES | YES |  | NO | CMC of other make PSA Oxygen plant - Dual Compressor | 31-AUG-2025 4:36:03AM | Gas Generated | Medical Oxygen | Module Option | PSA oxygen plant with Dual Compressor | Oxygen Flow Capacity | 150 LPM | Number of Visits | 4 Preventive + Unlimited Breakdown | Duration | 1 year | Consumables | Included | Excluded Items | Air compressor Screw | [12 empty] | E1002 : Pradeep Sati | 31-AUG-2025 4:41:43AM | E1002 : Pradeep Sati
After Sales | CMC - PSA Oxygen plant |  | ASP - 200 LPM | Absstem Shield Premium - 200 LPM | 998719 | 0 | NOS | 0 | 317797 | Part | 18 | 0 | YES | YES |  | NO | CMC of other make PSA Oxygen plant | 31-AUG-2025 4:36:03AM | Gas Generated | Medical Oxygen | Module Option | PSA oxygen plant with Single Compressor | Oxygen Flow Capacity | 200 LPM | Number of Visits | 4 Preventive + Unlimited Breakdown | Duration | 1 year | Consumables | Included | Excluded Items | Air compressor Screw | [12 empty] | E1002 : Pradeep Sati | 31-AUG-2025 5:58:00AM | E1002 : Pradeep Sati
After Sales | CMC - PSA Oxygen plant - Dual Compressor |  | ASP - 200 LPM-D | Absstem Shield Premium ( D) - 200 LPM | 998719 | 0 | NOS | 0 | 380085 | Part | 18 | 0 | YES | YES |  | NO | CMC of other make PSA Oxygen plant - Dual Compressor | 31-AUG-2025 4:36:03AM | Gas Generated | Medical Oxygen | Module Option | PSA oxygen plant with Dual Compressor | Oxygen Flow Capacity | 200 LPM | Number of Visits | 4 Preventive + Unlimited Breakdown | Duration | 1 year | Consumables | Included | Excluded Items | Air compressor Screw | [12 empty] | E1002 : Pradeep Sati | 31-AUG-2025 4:41:43AM | E1002 : Pradeep Sati
After Sales | CMC - PSA Oxygen plant |  | ASP - 250 LPM | Absstem Shield Premium - 250 LPM | 998719 | 0 | NOS | 0 | 317797 | Part | 18 | 0 | YES | YES |  | NO | CMC of other make PSA Oxygen plant | 31-AUG-2025 4:36:03AM | Gas Generated | Medical Oxygen | Module Option | PSA oxygen plant with Single Compressor | Oxygen Flow Capacity | 250 LPM | Number of Visits | 4 Preventive + Unlimited Breakdown | Duration | 1 year | Consumables | Included | Excluded Items | Air compressor Screw | [12 empty] | E1002 : Pradeep Sati | 31-AUG-2025 5:58:00AM | E1002 : Pradeep Sati
After Sales | CMC - PSA Oxygen plant - Dual Compressor |  | ASP - 250 LPM-D | Absstem Shield Premium ( D) - 250 LPM | 998719 | 0 | NOS | 0 | 380085 | Part | 18 | 0 | YES | YES |  | NO | CMC of other make PSA Oxygen plant - Dual Compressor | 31-AUG-2025 4:36:03AM | Gas Generated | Medical Oxygen | Module Option | PSA oxygen plant with Dual Compressor | Oxygen Flow Capacity | 250 LPM | Number of Visits | 4 Preventive + Unlimited Breakdown | Duration | 1 year | Consumables | Included | Excluded Items | Air compressor Screw | [12 empty] | E1002 : Pradeep Sati | 31-AUG-2025 4:41:43AM | E1002 : Pradeep Sati
After Sales | CMC - PSA Oxygen plant |  | ASP - 300 LPM | Absstem Shield Premium - 300 LPM | 998719 | 0 | NOS | 0 | 317797 | Part | 18 | 0 | YES | YES |  | NO | CMC of other make PSA Oxygen plant | 31-AUG-2025 4:36:03AM | Gas Generated | Medical Oxygen | Module Option | PSA oxygen plant with Single Compressor | Oxygen Flow Capacity | 300 LPM | Number of Visits | 4 Preventive + Unlimited Breakdown | Duration | 1 year | Consumables | Included | Excluded Items | Air compressor Screw | [12 empty] | E1002 : Pradeep Sati | 31-AUG-2025 5:58:00AM | E1002 : Pradeep Sati
After Sales | CMC - PSA Oxygen plant - Dual Compressor |  | ASP - 300 LPM-D | Absstem Shield Premium ( D) - 300 LPM | 998719 | 0 | NOS | 0 | 380085 | Part | 18 | 0 | YES | YES |  | NO | CMC of other make PSA Oxygen plant - Dual Compressor | 31-AUG-2025 4:36:03AM | Gas Generated | Medical Oxygen | Module Option | PSA oxygen plant with Dual Compressor | Oxygen Flow Capacity | 300 LPM | Number of Visits | 4 Preventive + Unlimited Breakdown | Duration | 1 year | Consumables | Included | Excluded Items | Air compressor Screw | [12 empty] | E1002 : Pradeep Sati | 31-AUG-2025 4:41:43AM | E1002 : Pradeep Sati
After Sales | CMC - PSA Oxygen plant |  | ASP - 400 LPM | Absstem Shield Premium - 400 LPM | 998719 | 0 | NOS | 0 | 370763 | Part | 18 | 0 | YES | YES |  | NO | CMC of other make PSA Oxygen plant | 31-AUG-2025 4:36:03AM | Gas Generated | Medical Oxygen | Module Option | PSA oxygen plant with Single Compressor | Oxygen Flow Capacity | 400 LPM | Number of Visits | 4 Preventive + Unlimited Breakdown | Duration | 1 year | Consumables | Included | Excluded Items | Air compressor Screw | [12 empty] | E1002 : Pradeep Sati | 31-AUG-2025 5:58:00AM | E1002 : Pradeep Sati
After Sales | CMC - PSA Oxygen plant - Dual Compressor |  | ASP - 400 LPM-D | Absstem Shield Premium ( D) - 400 LPM | 998719 | 0 | NOS | 0 | 443433 | Part | 18 | 0 | YES | YES |  | NO | CMC of other make PSA Oxygen plant - Dual Compressor | 31-AUG-2025 4:36:03AM | Gas Generated | Medical Oxygen | Module Option | PSA oxygen plant with Dual Compressor | Oxygen Flow Capacity | 400 LPM | Number of Visits | 4 Preventive + Unlimited Breakdown | Duration | 1 year | Consumables | Included | Excluded Items | Air compressor Screw | [12 empty] | E1002 : Pradeep Sati | 31-AUG-2025 4:41:43AM | E1002 : Pradeep Sati
After Sales | CMC - PSA Oxygen plant |  | ASP - 50 LPM | Absstem Shield Premium - 50 LPM | 998719 | 0 | NOS | 0 | 211865 | Part | 18 | 0 | YES | YES |  | NO | CMC of other make PSA Oxygen plant | 31-AUG-2025 4:36:03AM | Gas Generated | Medical Oxygen | Module Option | PSA oxygen plant with Single Compressor | Oxygen Flow Capacity | 50 LPM | Number of Visits | 4 Preventive + Unlimited Breakdown | Duration | 1 year | Consumables | Included | Excluded Items | Air compressor Screw | [12 empty] | E1002 : Pradeep Sati | 31-AUG-2025 5:58:00AM | E1002 : Pradeep Sati
After Sales | CMC - PSA Oxygen plant - Dual Compressor |  | ASP - 50 LPM-D | Absstem Shield Premium ( D) - 50 LPM | 998719 | 0 | NOS | 0 | 243645 | Part | 18 | 0 | YES | YES |  | NO | CMC of other make PSA Oxygen plant - Dual Compressor | 31-AUG-2025 4:36:03AM | Gas Generated | Medical Oxygen | Module Option | PSA oxygen plant with Dual Compressor | Oxygen Flow Capacity | 50 LPM | Number of Visits | 4 Preventive + Unlimited Breakdown | Duration | 1 year | Consumables | Included | Excluded Items | Air compressor Screw | [12 empty] | E1002 : Pradeep Sati | 31-AUG-2025 4:41:43AM | E1002 : Pradeep Sati
After Sales | CMC - PSA Oxygen plant |  | ASP - 500 LPM | Absstem Shield Premium - 500 LPM | 998719 | 0 | NOS | 0 | 423729 | Part | 18 | 0 | YES | YES |  | NO | CMC of other make PSA Oxygen plant | 31-AUG-2025 4:36:03AM | Gas Generated | Medical Oxygen | Module Option | PSA oxygen plant with Single Compressor | Oxygen Flow Capacity | 500 LPM | Number of Visits | 4 Preventive + Unlimited Breakdown | Duration | 1 year | Consumables | Included | Excluded Items | Air compressor Screw | [12 empty] | E1002 : Pradeep Sati | 31-AUG-2025 5:58:00AM | E1002 : Pradeep Sati
After Sales | CMC - PSA Oxygen plant - Dual Compressor |  | ASP - 500 LPM-D | Absstem Shield Premium ( D) - 500 LPM | 998719 | 0 | NOS | 0 | 506780 | Part | 18 | 0 | YES | YES |  | NO | CMC of other make PSA Oxygen plant - Dual Compressor | 31-AUG-2025 4:36:03AM | Gas Generated | Medical Oxygen | Module Option | PSA oxygen plant with Dual Compressor | Oxygen Flow Capacity | 500 LPM | Number of Visits | 4 Preventive + Unlimited Breakdown | Duration | 1 year | Consumables | Included | Excluded Items | Air compressor Screw | [12 empty] | E1002 : Pradeep Sati | 31-AUG-2025 4:41:43AM | E1002 : Pradeep Sati
After Sales | CMC - PSA Oxygen plant |  | ASP - 600 LPM | Absstem Shield Premium - 600 LPM | 998719 | 1 | NOS | 0 | 529662 | Part | 18 | 0 | YES | YES |  | NO | CMC of other make PSA Oxygen plant | 31-AUG-2025 4:36:03AM | Gas Generated | Medical Oxygen | Module Option | PSA oxygen plant with Single Compressor | Oxygen Flow Capacity | 600 LPM | Number of Visits | 4 Preventive + Unlimited Breakdown | Duration | 1 year | Consumables | Included | Excluded Items | Air compressor Screw | [12 empty] | E1002 : Pradeep Sati | 31-AUG-2025 5:58:01AM | E1002 : Pradeep Sati
After Sales | CMC - PSA Oxygen plant - Dual Compressor |  | ASP - 600 LPM-D | Absstem Shield Premium ( D) - 600 LPM | 998719 | 1 | NOS | 0 | 633475 | Part | 18 | 0 | YES | YES |  | NO | CMC of other make PSA Oxygen plant - Dual Compressor | 31-AUG-2025 4:36:03AM | Gas Generated | Medical Oxygen | Module Option | PSA oxygen plant with Dual Compressor | Oxygen Flow Capacity | 600 LPM | Number of Visits | 4 Preventive + Unlimited Breakdown | Duration | 1 year | Consumables | Included | Excluded Items | Air compressor Screw | [12 empty] | E1002 : Pradeep Sati | 31-AUG-2025 4:41:43AM | E1002 : Pradeep Sati
After Sales | CMC - PSA Oxygen plant |  | ASP - 800 LPM | Absstem Shield Premium - 800 LPM | 998719 | 0 | NOS | 0 | 614407 | Part | 18 | 0 | YES | YES |  | NO | CMC of other make PSA Oxygen plant | 31-AUG-2025 4:36:03AM | Gas Generated | Medical Oxygen | Module Option | PSA oxygen plant with Single Compressor | Oxygen Flow Capacity | 800 LPM | Number of Visits | 4 Preventive + Unlimited Breakdown | Duration | 1 year | Consumables | Included | Excluded Items | Air compressor Screw | [12 empty] | E1002 : Pradeep Sati | 31-AUG-2025 5:58:01AM | E1002 : Pradeep Sati
After Sales | CMC - PSA Oxygen plant - Dual Compressor |  | ASP - 800 LPM-D | Absstem Shield Premium ( D) - 800 LPM | 998719 | 0 | NOS | 0 | 734831 | Part | 18 | 0 | YES | YES |  | NO | CMC of other make PSA Oxygen plant - Dual Compressor | 31-AUG-2025 4:36:03AM | Gas Generated | Medical Oxygen | Module Option | PSA oxygen plant with Dual Compressor | Oxygen Flow Capacity | 800 LPM | Number of Visits | 4 Preventive + Unlimited Breakdown | Duration | 1 year | Consumables | Included | Excluded Items | Air compressor Screw | [12 empty] | E1002 : Pradeep Sati | 31-AUG-2025 4:41:43AM | E1002 : Pradeep Sati
After Sales | CMC - GC1 - PSAO |  | ASP - GC1 - 100 LPM | CMC - GC1 - 100 LPM | 998719 | 0 | No. | 0 | 281775 | Part | 18 | 0 | YES | NO |  | NO | Absstem Shield Premium – Comprehensive Maintenance Contract (CMC) | 13-MAY-2026 5:25:36PM | Equipment Covered | PSA Oxygen Plant- Air compressor + Air Dryer + Air Receiver + PSA Module | Contract Duration | 12 Months | Service Visits | 4 Preventive Maintenance Visits (quarterly) + Unlimited Breakdown Visits | Response Time | Remote telephonic support: within 6 hours ¦ On-site: 48–72 hours* | Consumables | Fully included (Air Compressor + PSA System consumables) | Breakdown Spares | Included (except Compressor Screw/ Controller/ ZMS — see Exclusions) | ZMS Warranty | 10 years post-replacement under continuous CMC coverage | [12 empty] | E1002 : Pradeep Sati | 07-JUL-2026 2:26:44PM | E1002 : Pradeep Sati
After Sales | CMC - GC1 - PSAO |  | ASP - GC1 - 1000 LPM | CMC - GC1 - 1000 LPM | 998719 | 0 | No. | 0 | 1111342 | Part | 18 | 0 | YES | NO |  | NO | Absstem Shield Premium – Comprehensive Maintenance Contract (CMC) | 13-MAY-2026 5:25:36PM | Equipment Covered | PSA Oxygen Plant- Air compressor + Air Dryer + Air Receiver + PSA Module | Contract Duration | 12 Months | Service Visits | 4 Preventive Maintenance Visits (quarterly) + Unlimited Breakdown Visits | Response Time | Remote telephonic support: within 6 hours ¦ On-site: 48–72 hours* | Consumables | Fully included (Air Compressor + PSA System consumables) | Breakdown Spares | Included (except Compressor Screw/ Controller/ ZMS — see Exclusions) | ZMS Warranty | 10 years post-replacement under continuous CMC coverage | [12 empty] | E1002 : Pradeep Sati | 07-JUL-2026 2:26:44PM | E1002 : Pradeep Sati
After Sales | CMC - GC1 - PSAO |  | ASP - GC1 - 150 LPM | CMC - GC1 - 150 LPM | 998719 | 0 | No. | 0 | 224637 | Part | 18 | 0 | YES | NO |  | NO | Absstem Shield Premium – Comprehensive Maintenance Contract (CMC) | 13-MAY-2026 5:25:36PM | Equipment Covered | PSA Oxygen Plant- Air compressor + Air Dryer + Air Receiver + PSA Module | Contract Duration | 12 Months | Service Visits | 4 Preventive Maintenance Visits (quarterly) + Unlimited Breakdown Visits | Response Time | Remote telephonic support: within 6 hours ¦ On-site: 48–72 hours* | Consumables | Fully included (Air Compressor + PSA System consumables) | Breakdown Spares | Included (except Compressor Screw/ Controller/ ZMS — see Exclusions) | ZMS Warranty | 10 years post-replacement under continuous CMC coverage | [12 empty] | E1002 : Pradeep Sati | 07-JUL-2026 2:26:44PM | E1002 : Pradeep Sati
After Sales | CMC - GC1 - PSAO |  | ASP - GC1 - 200 LPM | CMC - GC1 - 200 LPM | 998719 | 0 | No. | 0 | 287492 | Part | 18 | 0 | YES | NO |  | NO | Absstem Shield Premium – Comprehensive Maintenance Contract (CMC) | 13-MAY-2026 5:25:36PM | Equipment Covered | PSA Oxygen Plant- Air compressor + Air Dryer + Air Receiver + PSA Module | Contract Duration | 12 Months | Service Visits | 4 Preventive Maintenance Visits (quarterly) + Unlimited Breakdown Visits | Response Time | Remote telephonic support: within 6 hours ¦ On-site: 48–72 hours* | Consumables | Fully included (Air Compressor + PSA System consumables) | Breakdown Spares | Included (except Compressor Screw/ Controller/ ZMS — see Exclusions) | ZMS Warranty | 10 years post-replacement under continuous CMC coverage | [12 empty] | E1002 : Pradeep Sati | 07-JUL-2026 2:26:44PM | E1002 : Pradeep Sati
After Sales | CMC - GC1 - PSAO |  | ASP - GC1 - 250 LPM | CMC - GC1 - 250 LPM | 998719 | 0 | No. | 0 | 287492 | Part | 18 | 0 | YES | NO |  | NO | Absstem Shield Premium – Comprehensive Maintenance Contract (CMC) | 13-MAY-2026 5:25:36PM | Equipment Covered | PSA Oxygen Plant- Air compressor + Air Dryer + Air Receiver + PSA Module | Contract Duration | 12 Months | Service Visits | 4 Preventive Maintenance Visits (quarterly) + Unlimited Breakdown Visits | Response Time | Remote telephonic support: within 6 hours ¦ On-site: 48–72 hours* | Consumables | Fully included (Air Compressor + PSA System consumables) | Breakdown Spares | Included (except Compressor Screw/ Controller/ ZMS — see Exclusions) | ZMS Warranty | 10 years post-replacement under continuous CMC coverage | [12 empty] | E1002 : Pradeep Sati | 07-JUL-2026 2:26:44PM | E1002 : Pradeep Sati
After Sales | CMC - GC1 - PSAO |  | ASP - GC1 - 300 LPM | CMC - GC1 - 300 LPM | 998719 | 0 | No. | 0 | 400104 | Part | 18 | 0 | YES | NO |  | NO | Absstem Shield Premium – Comprehensive Maintenance Contract (CMC) | 13-MAY-2026 5:25:36PM | Equipment Covered | PSA Oxygen Plant- Air compressor + Air Dryer + Air Receiver + PSA Module | Contract Duration | 12 Months | Service Visits | 4 Preventive Maintenance Visits (quarterly) + Unlimited Breakdown Visits | Response Time | Remote telephonic support: within 6 hours ¦ On-site: 48–72 hours* | Consumables | Fully included (Air Compressor + PSA System consumables) | Breakdown Spares | Included (except Compressor Screw/ Controller/ ZMS — see Exclusions) | ZMS Warranty | 10 years post-replacement under continuous CMC coverage | [12 empty] | E1002 : Pradeep Sati | 07-JUL-2026 2:26:44PM | E1002 : Pradeep Sati
After Sales | CMC - GC1 - PSAO |  | ASP - GC1 - 400 LPM | CMC - GC1 - 400 LPM | 998719 | 0 | No. | 0 | 422514 | Part | 18 | 0 | YES | NO |  | NO | Absstem Shield Premium – Comprehensive Maintenance Contract (CMC) | 13-MAY-2026 5:25:36PM | Equipment Covered | PSA Oxygen Plant- Air compressor + Air Dryer + Air Receiver + PSA Module | Contract Duration | 12 Months | Service Visits | 4 Preventive Maintenance Visits (quarterly) + Unlimited Breakdown Visits | Response Time | Remote telephonic support: within 6 hours ¦ On-site: 48–72 hours* | Consumables | Fully included (Air Compressor + PSA System consumables) | Breakdown Spares | Included (except Compressor Screw/ Controller/ ZMS — see Exclusions) | ZMS Warranty | 10 years post-replacement under continuous CMC coverage | [12 empty] | E1002 : Pradeep Sati | 07-JUL-2026 2:26:44PM | E1002 : Pradeep Sati
After Sales | CMC - GC1 - PSAO |  | ASP - GC1 - 50 LPM | CMC - GC1 - 50 LPM | 998719 | 0 | No. | 0 | 197220 | Part | 18 | 0 | YES | NO |  | NO | Absstem Shield Premium – Comprehensive Maintenance Contract (CMC) | 13-MAY-2026 5:25:36PM | Equipment Covered | PSA Oxygen Plant- Air compressor + Air Dryer + Air Receiver + PSA Module | Contract Duration | 12 Months | Service Visits | 4 Preventive Maintenance Visits (quarterly) + Unlimited Breakdown Visits | Response Time | Remote telephonic support: within 6 hours ¦ On-site: 48–72 hours* | Consumables | Fully included (Air Compressor + PSA System consumables) | Breakdown Spares | Included (except Compressor Screw/ Controller/ ZMS — see Exclusions) | ZMS Warranty | 10 years post-replacement under continuous CMC coverage | [12 empty] | E1002 : Pradeep Sati | 07-JUL-2026 2:26:44PM | E1002 : Pradeep Sati
After Sales | CMC - GC1 - PSAO |  | ASP - GC1 - 500 LPM | CMC - GC1 - 500 LPM | 998719 | 0 | No. | 0 | 482512 | Part | 18 | 0 | YES | NO |  | NO | Absstem Shield Premium – Comprehensive Maintenance Contract (CMC) | 13-MAY-2026 5:25:36PM | Equipment Covered | PSA Oxygen Plant- Air compressor + Air Dryer + Air Receiver + PSA Module | Contract Duration | 12 Months | Service Visits | 4 Preventive Maintenance Visits (quarterly) + Unlimited Breakdown Visits | Response Time | Remote telephonic support: within 6 hours ¦ On-site: 48–72 hours* | Consumables | Fully included (Air Compressor + PSA System consumables) | Breakdown Spares | Included (except Compressor Screw/ Controller/ ZMS — see Exclusions) | ZMS Warranty | 10 years post-replacement under continuous CMC coverage | [12 empty] | E1002 : Pradeep Sati | 07-JUL-2026 2:26:44PM | E1002 : Pradeep Sati
After Sales | CMC - GC1 - PSAO |  | ASP - GC1 - 600 LPM | CMC - GC1 - 600 LPM | 998719 | 0 | No. | 0 | 696011 | Part | 18 | 0 | YES | NO |  | NO | Absstem Shield Premium – Comprehensive Maintenance Contract (CMC) | 13-MAY-2026 5:25:36PM | Equipment Covered | PSA Oxygen Plant- Air compressor + Air Dryer + Air Receiver + PSA Module | Contract Duration | 12 Months | Service Visits | 4 Preventive Maintenance Visits (quarterly) + Unlimited Breakdown Visits | Response Time | Remote telephonic support: within 6 hours ¦ On-site: 48–72 hours* | Consumables | Fully included (Air Compressor + PSA System consumables) | Breakdown Spares | Included (except Compressor Screw/ Controller/ ZMS — see Exclusions) | ZMS Warranty | 10 years post-replacement under continuous CMC coverage | [12 empty] | E1002 : Pradeep Sati | 07-JUL-2026 2:26:44PM | E1002 : Pradeep Sati
After Sales | CMC - GC1 - PSAO |  | ASP - GC1 - 700 LPM | CMC - GC1 - 700 LPM | 998719 | 0 | No. | 0 | 927389 | Part | 18 | 0 | YES | NO |  | NO | Absstem Shield Premium – Comprehensive Maintenance Contract (CMC) | 13-MAY-2026 5:25:36PM | Equipment Covered | PSA Oxygen Plant- Air compressor + Air Dryer + Air Receiver + PSA Module | Contract Duration | 12 Months | Service Visits | 4 Preventive Maintenance Visits (quarterly) + Unlimited Breakdown Visits | Response Time | Remote telephonic support: within 6 hours ¦ On-site: 48–72 hours* | Consumables | Fully included (Air Compressor + PSA System consumables) | Breakdown Spares | Included (except Compressor Screw/ Controller/ ZMS — see Exclusions) | ZMS Warranty | 10 years post-replacement under continuous CMC coverage | [12 empty] | E1002 : Pradeep Sati | 07-JUL-2026 2:26:44PM | E1002 : Pradeep Sati
After Sales | CMC - GC1 - PSAO |  | ASP - GC1 - 800 LPM | CMC - GC1 - 800 LPM | 998719 | 0 | No. | 0 | 927389 | Part | 18 | 0 | YES | NO |  | NO | Absstem Shield Premium – Comprehensive Maintenance Contract (CMC) | 13-MAY-2026 5:25:36PM | Equipment Covered | PSA Oxygen Plant- Air compressor + Air Dryer + Air Receiver + PSA Module | Contract Duration | 12 Months | Service Visits | 4 Preventive Maintenance Visits (quarterly) + Unlimited Breakdown Visits | Response Time | Remote telephonic support: within 6 hours ¦ On-site: 48–72 hours* | Consumables | Fully included (Air Compressor + PSA System consumables) | Breakdown Spares | Included (except Compressor Screw/ Controller/ ZMS — see Exclusions) | ZMS Warranty | 10 years post-replacement under continuous CMC coverage | [12 empty] | E1002 : Pradeep Sati | 07-JUL-2026 2:26:44PM | E1002 : Pradeep Sati
After Sales | CMC - GC2 - PSAO |  | ASP - GC2 - 100 LPM | CMC - GC2 - 100 LPM | 998719 | 0 | No. | 0 | 296775 | Part | 18 | 0 | YES | NO |  | NO | Absstem Shield Premium – Comprehensive Maintenance Contract (CMC) | 13-MAY-2026 5:25:36PM | Equipment Covered | PSA Oxygen Plant- Air compressor + Air Dryer + Air Receiver + PSA Module + Storage Tank | Contract Duration | 12 Months | Service Visits | 4 Preventive Maintenance Visits (quarterly) + Unlimited Breakdown Visits | Response Time | Remote telephonic support: within 6 hours ¦ On-site: 48–72 hours* | Consumables | Fully included (Air Compressor + PSA System consumables) | Breakdown Spares | Included (except Compressor Screw/ Controller/ ZMS — see Exclusions) | ZMS Warranty | 10 years post-replacement under continuous CMC coverage | [12 empty] | E1002 : Pradeep Sati | 07-JUL-2026 2:26:44PM | E1002 : Pradeep Sati
After Sales | CMC - GC2 - PSAO |  | ASP - GC2 - 1000 LPM | CMC - GC2 - 1000 LPM | 998719 | 0 | No. | 0 | 1129342 | Part | 18 | 0 | YES | NO |  | NO | Absstem Shield Premium – Comprehensive Maintenance Contract (CMC) | 13-MAY-2026 5:25:36PM | Equipment Covered | PSA Oxygen Plant- Air compressor + Air Dryer + Air Receiver + PSA Module + Storage Tank | Contract Duration | 12 Months | Service Visits | 4 Preventive Maintenance Visits (quarterly) + Unlimited Breakdown Visits | Response Time | Remote telephonic support: within 6 hours ¦ On-site: 48–72 hours* | Consumables | Fully included (Air Compressor + PSA System consumables) | Breakdown Spares | Included (except Compressor Screw/ Controller/ ZMS — see Exclusions) | ZMS Warranty | 10 years post-replacement under continuous CMC coverage | [12 empty] | E1002 : Pradeep Sati | 07-JUL-2026 2:26:44PM | E1002 : Pradeep Sati
After Sales | CMC - GC2 - PSAO |  | ASP - GC2 - 150 LPM | CMC - GC2 - 150 LPM | 998719 | 0 | No. | 0 | 239637 | Part | 18 | 0 | YES | NO |  | NO | Absstem Shield Premium – Comprehensive Maintenance Contract (CMC) | 13-MAY-2026 5:25:36PM | Equipment Covered | PSA Oxygen Plant- Air compressor + Air Dryer + Air Receiver + PSA Module + Storage Tank | Contract Duration | 12 Months | Service Visits | 4 Preventive Maintenance Visits (quarterly) + Unlimited Breakdown Visits | Response Time | Remote telephonic support: within 6 hours ¦ On-site: 48–72 hours* | Consumables | Fully included (Air Compressor + PSA System consumables) | Breakdown Spares | Included (except Compressor Screw/ Controller/ ZMS — see Exclusions) | ZMS Warranty | 10 years post-replacement under continuous CMC coverage | [12 empty] | E1002 : Pradeep Sati | 07-JUL-2026 2:26:44PM | E1002 : Pradeep Sati
After Sales | CMC - GC2 - PSAO |  | ASP - GC2 - 200 LPM | CMC - GC2 - 200 LPM | 998719 | 0 | No. | 0 | 305492 | Part | 18 | 0 | YES | NO |  | NO | Absstem Shield Premium – Comprehensive Maintenance Contract (CMC) | 13-MAY-2026 5:25:36PM | Equipment Covered | PSA Oxygen Plant- Air compressor + Air Dryer + Air Receiver + PSA Module + Storage Tank | Contract Duration | 12 Months | Service Visits | 4 Preventive Maintenance Visits (quarterly) + Unlimited Breakdown Visits | Response Time | Remote telephonic support: within 6 hours ¦ On-site: 48–72 hours* | Consumables | Fully included (Air Compressor + PSA System consumables) | Breakdown Spares | Included (except Compressor Screw/ Controller/ ZMS — see Exclusions) | ZMS Warranty | 10 years post-replacement under continuous CMC coverage | [12 empty] | E1002 : Pradeep Sati | 07-JUL-2026 2:26:44PM | E1002 : Pradeep Sati
After Sales | CMC - GC2 - PSAO |  | ASP - GC2 - 250 LPM | CMC - GC2 - 250 LPM | 998719 | 0 | No. | 0 | 305492 | Part | 18 | 0 | YES | NO |  | NO | Absstem Shield Premium – Comprehensive Maintenance Contract (CMC) | 13-MAY-2026 5:25:36PM | Equipment Covered | PSA Oxygen Plant- Air compressor + Air Dryer + Air Receiver + PSA Module + Storage Tank | Contract Duration | 12 Months | Service Visits | 4 Preventive Maintenance Visits (quarterly) + Unlimited Breakdown Visits | Response Time | Remote telephonic support: within 6 hours ¦ On-site: 48–72 hours* | Consumables | Fully included (Air Compressor + PSA System consumables) | Breakdown Spares | Included (except Compressor Screw/ Controller/ ZMS — see Exclusions) | ZMS Warranty | 10 years post-replacement under continuous CMC coverage | [12 empty] | E1002 : Pradeep Sati | 07-JUL-2026 2:26:44PM | E1002 : Pradeep Sati
After Sales | CMC - GC2 - PSAO |  | ASP - GC2 - 300 LPM | CMC - GC2 - 300 LPM | 998719 | 0 | No. | 0 | 418104 | Part | 18 | 0 | YES | NO |  | NO | Absstem Shield Premium – Comprehensive Maintenance Contract (CMC) | 13-MAY-2026 5:25:36PM | Equipment Covered | PSA Oxygen Plant- Air compressor + Air Dryer + Air Receiver + PSA Module + Storage Tank | Contract Duration | 12 Months | Service Visits | 4 Preventive Maintenance Visits (quarterly) + Unlimited Breakdown Visits | Response Time | Remote telephonic support: within 6 hours ¦ On-site: 48–72 hours* | Consumables | Fully included (Air Compressor + PSA System consumables) | Breakdown Spares | Included (except Compressor Screw/ Controller/ ZMS — see Exclusions) | ZMS Warranty | 10 years post-replacement under continuous CMC coverage | [12 empty] | E1002 : Pradeep Sati | 07-JUL-2026 2:26:44PM | E1002 : Pradeep Sati
After Sales | CMC - GC2 - PSAO |  | ASP - GC2 - 400 LPM | CMC - GC2 - 400 LPM | 998719 | 0 | No. | 0 | 440514 | Part | 18 | 0 | YES | NO |  | NO | Absstem Shield Premium – Comprehensive Maintenance Contract (CMC) | 13-MAY-2026 5:25:36PM | Equipment Covered | PSA Oxygen Plant- Air compressor + Air Dryer + Air Receiver + PSA Module + Storage Tank | Contract Duration | 12 Months | Service Visits | 4 Preventive Maintenance Visits (quarterly) + Unlimited Breakdown Visits | Response Time | Remote telephonic support: within 6 hours ¦ On-site: 48–72 hours* | Consumables | Fully included (Air Compressor + PSA System consumables) | Breakdown Spares | Included (except Compressor Screw/ Controller/ ZMS — see Exclusions) | ZMS Warranty | 10 years post-replacement under continuous CMC coverage | [12 empty] | E1002 : Pradeep Sati | 07-JUL-2026 2:26:44PM | E1002 : Pradeep Sati
After Sales | CMC - GC2 - PSAO |  | ASP - GC2 - 50 LPM | CMC - GC2 - 50 LPM | 998719 | 0 | No. | 0 | 212220 | Part | 18 | 0 | YES | NO |  | NO | Absstem Shield Premium – Comprehensive Maintenance Contract (CMC) | 13-MAY-2026 5:25:36PM | Equipment Covered | PSA Oxygen Plant- Air compressor + Air Dryer + Air Receiver + PSA Module + Storage Tank | Contract Duration | 12 Months | Service Visits | 4 Preventive Maintenance Visits (quarterly) + Unlimited Breakdown Visits | Response Time | Remote telephonic support: within 6 hours ¦ On-site: 48–72 hours* | Consumables | Fully included (Air Compressor + PSA System consumables) | Breakdown Spares | Included (except Compressor Screw/ Controller/ ZMS — see Exclusions) | ZMS Warranty | 10 years post-replacement under continuous CMC coverage | [12 empty] | E1002 : Pradeep Sati | 07-JUL-2026 2:26:44PM | E1002 : Pradeep Sati
After Sales | CMC - GC2 - PSAO |  | ASP - GC2 - 500 LPM | CMC - GC2 - 500 LPM | 998719 | 0 | No. | 0 | 500512 | Part | 18 | 0 | YES | NO |  | NO | Absstem Shield Premium – Comprehensive Maintenance Contract (CMC) | 13-MAY-2026 5:25:36PM | Equipment Covered | PSA Oxygen Plant- Air compressor + Air Dryer + Air Receiver + PSA Module + Storage Tank | Contract Duration | 12 Months | Service Visits | 4 Preventive Maintenance Visits (quarterly) + Unlimited Breakdown Visits | Response Time | Remote telephonic support: within 6 hours ¦ On-site: 48–72 hours* | Consumables | Fully included (Air Compressor + PSA System consumables) | Breakdown Spares | Included (except Compressor Screw/ Controller/ ZMS — see Exclusions) | ZMS Warranty | 10 years post-replacement under continuous CMC coverage | [12 empty] | E1002 : Pradeep Sati | 07-JUL-2026 2:26:44PM | E1002 : Pradeep Sati
After Sales | CMC - GC2 - PSAO |  | ASP - GC2 - 600 LPM | CMC - GC2 - 600 LPM | 998719 | 0 | No. | 0 | 714011 | Part | 18 | 0 | YES | NO |  | NO | Absstem Shield Premium – Comprehensive Maintenance Contract (CMC) | 13-MAY-2026 5:25:36PM | Equipment Covered | PSA Oxygen Plant- Air compressor + Air Dryer + Air Receiver + PSA Module + Storage Tank | Contract Duration | 12 Months | Service Visits | 4 Preventive Maintenance Visits (quarterly) + Unlimited Breakdown Visits | Response Time | Remote telephonic support: within 6 hours ¦ On-site: 48–72 hours* | Consumables | Fully included (Air Compressor + PSA System consumables) | Breakdown Spares | Included (except Compressor Screw/ Controller/ ZMS — see Exclusions) | ZMS Warranty | 10 years post-replacement under continuous CMC coverage | [12 empty] | E1002 : Pradeep Sati | 07-JUL-2026 2:26:44PM | E1002 : Pradeep Sati
After Sales | CMC - GC2 - PSAO |  | ASP - GC2 - 700 LPM | CMC - GC2 - 700 LPM | 998719 | 0 | No. | 0 | 945389 | Part | 18 | 0 | YES | NO |  | NO | Absstem Shield Premium – Comprehensive Maintenance Contract (CMC) | 13-MAY-2026 5:25:36PM | Equipment Covered | PSA Oxygen Plant- Air compressor + Air Dryer + Air Receiver + PSA Module + Storage Tank | Contract Duration | 12 Months | Service Visits | 4 Preventive Maintenance Visits (quarterly) + Unlimited Breakdown Visits | Response Time | Remote telephonic support: within 6 hours ¦ On-site: 48–72 hours* | Consumables | Fully included (Air Compressor + PSA System consumables) | Breakdown Spares | Included (except Compressor Screw/ Controller/ ZMS — see Exclusions) | ZMS Warranty | 10 years post-replacement under continuous CMC coverage | [12 empty] | E1002 : Pradeep Sati | 07-JUL-2026 2:26:44PM | E1002 : Pradeep Sati
After Sales | CMC - GC2 - PSAO |  | ASP - GC2 - 800 LPM | CMC - GC2 - 800 LPM | 998719 | 0 | No. | 0 | 945389 | Part | 18 | 0 | YES | NO |  | NO | Absstem Shield Premium – Comprehensive Maintenance Contract (CMC) | 13-MAY-2026 5:25:36PM | Equipment Covered | PSA Oxygen Plant- Air compressor + Air Dryer + Air Receiver + PSA Module + Storage Tank | Contract Duration | 12 Months | Service Visits | 4 Preventive Maintenance Visits (quarterly) + Unlimited Breakdown Visits | Response Time | Remote telephonic support: within 6 hours ¦ On-site: 48–72 hours* | Consumables | Fully included (Air Compressor + PSA System consumables) | Breakdown Spares | Included (except Compressor Screw/ Controller/ ZMS — see Exclusions) | ZMS Warranty | 10 years post-replacement under continuous CMC coverage | [12 empty] | E1002 : Pradeep Sati | 07-JUL-2026 2:26:44PM | E1002 : Pradeep Sati
After Sales | CMC - GC3 - PSAO |  | ASP - GC3 - 100 LPM | CMC - GC3 - 100 LPM | 998719 | 0 | No. | 0 | 356775 | Part | 18 | 0 | YES | NO |  | NO | Absstem Shield Premium – Comprehensive Maintenance Contract (CMC) | 13-MAY-2026 5:25:36PM | Equipment Covered | PSA Oxygen Plant- Air compressor + Air Dryer + Air Receiver + PSA Module + Storage Tank + Servo Stabilizer | Contract Duration | 12 Months | Service Visits | 4 Preventive Maintenance Visits (quarterly) + Unlimited Breakdown Visits | Response Time | Remote telephonic support: within 6 hours ¦ On-site: 48–72 hours* | Consumables | Fully included (Air Compressor + PSA System consumables) | Breakdown Spares | Included (except Compressor Screw/ Controller/ ZMS — see Exclusions) | ZMS Warranty | 10 years post-replacement under continuous CMC coverage | [12 empty] | E1002 : Pradeep Sati | 07-JUL-2026 2:26:44PM | E1002 : Pradeep Sati
After Sales | CMC - GC3 - PSAO |  | ASP - GC3 - 1000 LPM | CMC - GC3 - 1000 LPM | 998719 | 0 | No. | 0 | 1255342 | Part | 18 | 0 | YES | NO |  | NO | Absstem Shield Premium – Comprehensive Maintenance Contract (CMC) | 13-MAY-2026 5:25:36PM | Equipment Covered | PSA Oxygen Plant- Air compressor + Air Dryer + Air Receiver + PSA Module + Storage Tank + Servo Stabilizer | Contract Duration | 12 Months | Service Visits | 4 Preventive Maintenance Visits (quarterly) + Unlimited Breakdown Visits | Response Time | Remote telephonic support: within 6 hours ¦ On-site: 48–72 hours* | Consumables | Fully included (Air Compressor + PSA System consumables) | Breakdown Spares | Included (except Compressor Screw/ Controller/ ZMS — see Exclusions) | ZMS Warranty | 10 years post-replacement under continuous CMC coverage | [12 empty] | E1002 : Pradeep Sati | 07-JUL-2026 2:26:45PM | E1002 : Pradeep Sati
After Sales | CMC - GC3 - PSAO |  | ASP - GC3 - 150 LPM | CMC - GC3 - 150 LPM | 998719 | 0 | No. | 0 | 299637 | Part | 18 | 0 | YES | NO |  | NO | Absstem Shield Premium – Comprehensive Maintenance Contract (CMC) | 13-MAY-2026 5:25:36PM | Equipment Covered | PSA Oxygen Plant- Air compressor + Air Dryer + Air Receiver + PSA Module + Storage Tank + Servo Stabilizer | Contract Duration | 12 Months | Service Visits | 4 Preventive Maintenance Visits (quarterly) + Unlimited Breakdown Visits | Response Time | Remote telephonic support: within 6 hours ¦ On-site: 48–72 hours* | Consumables | Fully included (Air Compressor + PSA System consumables) | Breakdown Spares | Included (except Compressor Screw/ Controller/ ZMS — see Exclusions) | ZMS Warranty | 10 years post-replacement under continuous CMC coverage | [12 empty] | E1002 : Pradeep Sati | 07-JUL-2026 2:26:44PM | E1002 : Pradeep Sati
After Sales | CMC - GC3 - PSAO |  | ASP - GC3 - 200 LPM | CMC - GC3 - 200 LPM | 998719 | 0 | No. | 0 | 377492 | Part | 18 | 0 | YES | NO |  | NO | Absstem Shield Premium – Comprehensive Maintenance Contract (CMC) | 13-MAY-2026 5:25:36PM | Equipment Covered | PSA Oxygen Plant- Air compressor + Air Dryer + Air Receiver + PSA Module + Storage Tank + Servo Stabilizer | Contract Duration | 12 Months | Service Visits | 4 Preventive Maintenance Visits (quarterly) + Unlimited Breakdown Visits | Response Time | Remote telephonic support: within 6 hours ¦ On-site: 48–72 hours* | Consumables | Fully included (Air Compressor + PSA System consumables) | Breakdown Spares | Included (except Compressor Screw/ Controller/ ZMS — see Exclusions) | ZMS Warranty | 10 years post-replacement under continuous CMC coverage | [12 empty] | E1002 : Pradeep Sati | 07-JUL-2026 2:26:44PM | E1002 : Pradeep Sati
After Sales | CMC - GC3 - PSAO |  | ASP - GC3 - 250 LPM | CMC - GC3 - 250 LPM | 998719 | 0 | No. | 0 | 377492 | Part | 18 | 0 | YES | NO |  | NO | Absstem Shield Premium – Comprehensive Maintenance Contract (CMC) | 13-MAY-2026 5:25:36PM | Equipment Covered | PSA Oxygen Plant- Air compressor + Air Dryer + Air Receiver + PSA Module + Storage Tank + Servo Stabilizer | Contract Duration | 12 Months | Service Visits | 4 Preventive Maintenance Visits (quarterly) + Unlimited Breakdown Visits | Response Time | Remote telephonic support: within 6 hours ¦ On-site: 48–72 hours* | Consumables | Fully included (Air Compressor + PSA System consumables) | Breakdown Spares | Included (except Compressor Screw/ Controller/ ZMS — see Exclusions) | ZMS Warranty | 10 years post-replacement under continuous CMC coverage | [12 empty] | E1002 : Pradeep Sati | 07-JUL-2026 2:26:45PM | E1002 : Pradeep Sati
After Sales | CMC - GC3 - PSAO |  | ASP - GC3 - 300 LPM | CMC - GC3 - 300 LPM | 998719 | 0 | No. | 0 | 490104 | Part | 18 | 0 | YES | NO |  | NO | Absstem Shield Premium – Comprehensive Maintenance Contract (CMC) | 13-MAY-2026 5:25:36PM | Equipment Covered | PSA Oxygen Plant- Air compressor + Air Dryer + Air Receiver + PSA Module + Storage Tank + Servo Stabilizer | Contract Duration | 12 Months | Service Visits | 4 Preventive Maintenance Visits (quarterly) + Unlimited Breakdown Visits | Response Time | Remote telephonic support: within 6 hours ¦ On-site: 48–72 hours* | Consumables | Fully included (Air Compressor + PSA System consumables) | Breakdown Spares | Included (except Compressor Screw/ Controller/ ZMS — see Exclusions) | ZMS Warranty | 10 years post-replacement under continuous CMC coverage | [12 empty] | E1002 : Pradeep Sati | 07-JUL-2026 2:26:45PM | E1002 : Pradeep Sati
After Sales | CMC - GC3 - PSAO |  | ASP - GC3 - 400 LPM | CMC - GC3 - 400 LPM | 998719 | 0 | No. | 0 | 512514 | Part | 18 | 0 | YES | NO |  | NO | Absstem Shield Premium – Comprehensive Maintenance Contract (CMC) | 13-MAY-2026 5:25:36PM | Equipment Covered | PSA Oxygen Plant- Air compressor + Air Dryer + Air Receiver + PSA Module + Storage Tank + Servo Stabilizer | Contract Duration | 12 Months | Service Visits | 4 Preventive Maintenance Visits (quarterly) + Unlimited Breakdown Visits | Response Time | Remote telephonic support: within 6 hours ¦ On-site: 48–72 hours* | Consumables | Fully included (Air Compressor + PSA System consumables) | Breakdown Spares | Included (except Compressor Screw/ Controller/ ZMS — see Exclusions) | ZMS Warranty | 10 years post-replacement under continuous CMC coverage | [12 empty] | E1002 : Pradeep Sati | 07-JUL-2026 2:26:45PM | E1002 : Pradeep Sati
After Sales | CMC - GC3 - PSAO |  | ASP - GC3 - 50 LPM | CMC - GC3 - 50 LPM | 998719 | 0 | No. | 0 | 257220 | Part | 18 | 0 | YES | NO |  | NO | Absstem Shield Premium – Comprehensive Maintenance Contract (CMC) | 13-MAY-2026 5:25:36PM | Equipment Covered | PSA Oxygen Plant- Air compressor + Air Dryer + Air Receiver + PSA Module + Storage Tank + Servo Stabilizer | Contract Duration | 12 Months | Service Visits | 4 Preventive Maintenance Visits (quarterly) + Unlimited Breakdown Visits | Response Time | Remote telephonic support: within 6 hours ¦ On-site: 48–72 hours* | Consumables | Fully included (Air Compressor + PSA System consumables) | Breakdown Spares | Included (except Compressor Screw/ Controller/ ZMS — see Exclusions) | ZMS Warranty | 10 years post-replacement under continuous CMC coverage | [12 empty] | E1002 : Pradeep Sati | 07-JUL-2026 2:26:44PM | E1002 : Pradeep Sati
After Sales | CMC - GC3 - PSAO |  | ASP - GC3 - 500 LPM | CMC - GC3 - 500 LPM | 998719 | 0 | No. | 0 | 608512 | Part | 18 | 0 | YES | NO |  | NO | Absstem Shield Premium – Comprehensive Maintenance Contract (CMC) | 13-MAY-2026 5:25:36PM | Equipment Covered | PSA Oxygen Plant- Air compressor + Air Dryer + Air Receiver + PSA Module + Storage Tank + Servo Stabilizer | Contract Duration | 12 Months | Service Visits | 4 Preventive Maintenance Visits (quarterly) + Unlimited Breakdown Visits | Response Time | Remote telephonic support: within 6 hours ¦ On-site: 48–72 hours* | Consumables | Fully included (Air Compressor + PSA System consumables) | Breakdown Spares | Included (except Compressor Screw/ Controller/ ZMS — see Exclusions) | ZMS Warranty | 10 years post-replacement under continuous CMC coverage | [12 empty] | E1002 : Pradeep Sati | 07-JUL-2026 2:26:45PM | E1002 : Pradeep Sati
After Sales | CMC - GC3 - PSAO |  | ASP - GC3 - 600 LPM | CMC - GC3 - 600 LPM | 998719 | 0 | No. | 0 | 822011 | Part | 18 | 0 | YES | NO |  | NO | Absstem Shield Premium – Comprehensive Maintenance Contract (CMC) | 13-MAY-2026 5:25:36PM | Equipment Covered | PSA Oxygen Plant- Air compressor + Air Dryer + Air Receiver + PSA Module + Storage Tank + Servo Stabilizer | Contract Duration | 12 Months | Service Visits | 4 Preventive Maintenance Visits (quarterly) + Unlimited Breakdown Visits | Response Time | Remote telephonic support: within 6 hours ¦ On-site: 48–72 hours* | Consumables | Fully included (Air Compressor + PSA System consumables) | Breakdown Spares | Included (except Compressor Screw/ Controller/ ZMS — see Exclusions) | ZMS Warranty | 10 years post-replacement under continuous CMC coverage | [12 empty] | E1002 : Pradeep Sati | 07-JUL-2026 2:26:45PM | E1002 : Pradeep Sati
After Sales | CMC - GC3 - PSAO |  | ASP - GC3 - 700 LPM | CMC - GC3 - 700 LPM | 998719 | 0 | No. | 0 | 1071389 | Part | 18 | 0 | YES | NO |  | NO | Absstem Shield Premium – Comprehensive Maintenance Contract (CMC) | 13-MAY-2026 5:25:36PM | Equipment Covered | PSA Oxygen Plant- Air compressor + Air Dryer + Air Receiver + PSA Module + Storage Tank + Servo Stabilizer | Contract Duration | 12 Months | Service Visits | 4 Preventive Maintenance Visits (quarterly) + Unlimited Breakdown Visits | Response Time | Remote telephonic support: within 6 hours ¦ On-site: 48–72 hours* | Consumables | Fully included (Air Compressor + PSA System consumables) | Breakdown Spares | Included (except Compressor Screw/ Controller/ ZMS — see Exclusions) | ZMS Warranty | 10 years post-replacement under continuous CMC coverage | [12 empty] | E1002 : Pradeep Sati | 07-JUL-2026 2:26:45PM | E1002 : Pradeep Sati
After Sales | CMC - GC3 - PSAO |  | ASP - GC3 - 800 LPM | CMC - GC3 - 800 LPM | 998719 | 0 | No. | 0 | 1071389 | Part | 18 | 0 | YES | NO |  | NO | Absstem Shield Premium – Comprehensive Maintenance Contract (CMC) | 13-MAY-2026 5:25:36PM | Equipment Covered | PSA Oxygen Plant- Air compressor + Air Dryer + Air Receiver + PSA Module + Storage Tank + Servo Stabilizer | Contract Duration | 12 Months | Service Visits | 4 Preventive Maintenance Visits (quarterly) + Unlimited Breakdown Visits | Response Time | Remote telephonic support: within 6 hours ¦ On-site: 48–72 hours* | Consumables | Fully included (Air Compressor + PSA System consumables) | Breakdown Spares | Included (except Compressor Screw/ Controller/ ZMS — see Exclusions) | ZMS Warranty | 10 years post-replacement under continuous CMC coverage | [12 empty] | E1002 : Pradeep Sati | 07-JUL-2026 2:26:45PM | E1002 : Pradeep Sati
After Sales | CMC - GC4 - PSAO |  | ASP - GC4 - 100 LPM | CMC - GC4 - 100 LPM | 998719 | 0 | No. | 0 | 386775 | Part | 18 | 0 | YES | NO |  | NO | Absstem Shield Premium – Comprehensive Maintenance Contract (CMC) | 13-MAY-2026 5:25:36PM | Equipment Covered | PSA Oxygen Plant- Air compressor + Air Dryer + Air Receiver + PSA Module + Storage Tank + Servo Stabilizer + UPS | Contract Duration | 12 Months | Service Visits | 4 Preventive Maintenance Visits (quarterly) + Unlimited Breakdown Visits | Response Time | Remote telephonic support: within 6 hours ¦ On-site: 48–72 hours* | Consumables | Fully included (Air Compressor + PSA System consumables) | Breakdown Spares | Included (except Compressor Screw/ Controller/ ZMS — see Exclusions) | ZMS Warranty | 10 years post-replacement under continuous CMC coverage | [12 empty] | E1002 : Pradeep Sati | 07-JUL-2026 2:26:45PM | E1002 : Pradeep Sati
After Sales | CMC - GC4 - PSAO |  | ASP - GC4 - 1000 LPM | CMC - GC4 - 1000 LPM | 998719 | 0 | No. | 0 | 1291342 | Part | 18 | 0 | YES | NO |  | NO | Absstem Shield Premium – Comprehensive Maintenance Contract (CMC) | 13-MAY-2026 5:25:36PM | Equipment Covered | PSA Oxygen Plant- Air compressor + Air Dryer + Air Receiver + PSA Module + Storage Tank + Servo Stabilizer + UPS | Contract Duration | 12 Months | Service Visits | 4 Preventive Maintenance Visits (quarterly) + Unlimited Breakdown Visits | Response Time | Remote telephonic support: within 6 hours ¦ On-site: 48–72 hours* | Consumables | Fully included (Air Compressor + PSA System consumables) | Breakdown Spares | Included (except Compressor Screw/ Controller/ ZMS — see Exclusions) | ZMS Warranty | 10 years post-replacement under continuous CMC coverage | [12 empty] | E1002 : Pradeep Sati | 07-JUL-2026 2:26:45PM | E1002 : Pradeep Sati
After Sales | CMC - GC4 - PSAO |  | ASP - GC4 - 150 LPM | CMC - GC4 - 150 LPM | 998719 | 0 | No. | 0 | 329637 | Part | 18 | 0 | YES | NO |  | NO | Absstem Shield Premium – Comprehensive Maintenance Contract (CMC) | 13-MAY-2026 5:25:36PM | Equipment Covered | PSA Oxygen Plant- Air compressor + Air Dryer + Air Receiver + PSA Module + Storage Tank + Servo Stabilizer + UPS | Contract Duration | 12 Months | Service Visits | 4 Preventive Maintenance Visits (quarterly) + Unlimited Breakdown Visits | Response Time | Remote telephonic support: within 6 hours ¦ On-site: 48–72 hours* | Consumables | Fully included (Air Compressor + PSA System consumables) | Breakdown Spares | Included (except Compressor Screw/ Controller/ ZMS — see Exclusions) | ZMS Warranty | 10 years post-replacement under continuous CMC coverage | [12 empty] | E1002 : Pradeep Sati | 07-JUL-2026 2:26:45PM | E1002 : Pradeep Sati
After Sales | CMC - GC4 - PSAO |  | ASP - GC4 - 200 LPM | CMC - GC4 - 200 LPM | 998719 | 0 | No. | 0 | 413492 | Part | 18 | 0 | YES | NO |  | NO | Absstem Shield Premium – Comprehensive Maintenance Contract (CMC) | 13-MAY-2026 5:25:36PM | Equipment Covered | PSA Oxygen Plant- Air compressor + Air Dryer + Air Receiver + PSA Module + Storage Tank + Servo Stabilizer + UPS | Contract Duration | 12 Months | Service Visits | 4 Preventive Maintenance Visits (quarterly) + Unlimited Breakdown Visits | Response Time | Remote telephonic support: within 6 hours ¦ On-site: 48–72 hours* | Consumables | Fully included (Air Compressor + PSA System consumables) | Breakdown Spares | Included (except Compressor Screw/ Controller/ ZMS — see Exclusions) | ZMS Warranty | 10 years post-replacement under continuous CMC coverage | [12 empty] | E1002 : Pradeep Sati | 07-JUL-2026 2:26:45PM | E1002 : Pradeep Sati
After Sales | CMC - GC4 - PSAO |  | ASP - GC4 - 250 LPM | CMC - GC4 - 250 LPM | 998719 | 0 | No. | 0 | 413492 | Part | 18 | 0 | YES | NO |  | NO | Absstem Shield Premium – Comprehensive Maintenance Contract (CMC) | 13-MAY-2026 5:25:36PM | Equipment Covered | PSA Oxygen Plant- Air compressor + Air Dryer + Air Receiver + PSA Module + Storage Tank + Servo Stabilizer + UPS | Contract Duration | 12 Months | Service Visits | 4 Preventive Maintenance Visits (quarterly) + Unlimited Breakdown Visits | Response Time | Remote telephonic support: within 6 hours ¦ On-site: 48–72 hours* | Consumables | Fully included (Air Compressor + PSA System consumables) | Breakdown Spares | Included (except Compressor Screw/ Controller/ ZMS — see Exclusions) | ZMS Warranty | 10 years post-replacement under continuous CMC coverage | [12 empty] | E1002 : Pradeep Sati | 07-JUL-2026 2:26:45PM | E1002 : Pradeep Sati
After Sales | CMC - GC4 - PSAO |  | ASP - GC4 - 300 LPM | CMC - GC4 - 300 LPM | 998719 | 0 | No. | 0 | 526104 | Part | 18 | 0 | YES | NO |  | NO | Absstem Shield Premium – Comprehensive Maintenance Contract (CMC) | 13-MAY-2026 5:25:36PM | Equipment Covered | PSA Oxygen Plant- Air compressor + Air Dryer + Air Receiver + PSA Module + Storage Tank + Servo Stabilizer + UPS | Contract Duration | 12 Months | Service Visits | 4 Preventive Maintenance Visits (quarterly) + Unlimited Breakdown Visits | Response Time | Remote telephonic support: within 6 hours ¦ On-site: 48–72 hours* | Consumables | Fully included (Air Compressor + PSA System consumables) | Breakdown Spares | Included (except Compressor Screw/ Controller/ ZMS — see Exclusions) | ZMS Warranty | 10 years post-replacement under continuous CMC coverage | [12 empty] | E1002 : Pradeep Sati | 07-JUL-2026 2:26:45PM | E1002 : Pradeep Sati
After Sales | CMC - GC4 - PSAO |  | ASP - GC4 - 400 LPM | CMC - GC4 - 400 LPM | 998719 | 0 | No. | 0 | 548514 | Part | 18 | 0 | YES | NO |  | NO | Absstem Shield Premium – Comprehensive Maintenance Contract (CMC) | 13-MAY-2026 5:25:36PM | Equipment Covered | PSA Oxygen Plant- Air compressor + Air Dryer + Air Receiver + PSA Module + Storage Tank + Servo Stabilizer + UPS | Contract Duration | 12 Months | Service Visits | 4 Preventive Maintenance Visits (quarterly) + Unlimited Breakdown Visits | Response Time | Remote telephonic support: within 6 hours ¦ On-site: 48–72 hours* | Consumables | Fully included (Air Compressor + PSA System consumables) | Breakdown Spares | Included (except Compressor Screw/ Controller/ ZMS — see Exclusions) | ZMS Warranty | 10 years post-replacement under continuous CMC coverage | [12 empty] | E1002 : Pradeep Sati | 07-JUL-2026 2:26:45PM | E1002 : Pradeep Sati
After Sales | CMC - GC4 - PSAO |  | ASP - GC4 - 50 LPM | CMC - GC4 - 50 LPM | 998719 | 0 | No. | 0 | 287220 | Part | 18 | 0 | YES | NO |  | NO | Absstem Shield Premium – Comprehensive Maintenance Contract (CMC) | 13-MAY-2026 5:25:36PM | Equipment Covered | PSA Oxygen Plant- Air compressor + Air Dryer + Air Receiver + PSA Module + Storage Tank + Servo Stabilizer + UPS | Contract Duration | 12 Months | Service Visits | 4 Preventive Maintenance Visits (quarterly) + Unlimited Breakdown Visits | Response Time | Remote telephonic support: within 6 hours ¦ On-site: 48–72 hours* | Consumables | Fully included (Air Compressor + PSA System consumables) | Breakdown Spares | Included (except Compressor Screw/ Controller/ ZMS — see Exclusions) | ZMS Warranty | 10 years post-replacement under continuous CMC coverage | [12 empty] | E1002 : Pradeep Sati | 07-JUL-2026 2:26:45PM | E1002 : Pradeep Sati
After Sales | CMC - GC4 - PSAO |  | ASP - GC4 - 500 LPM | CMC - GC4 - 500 LPM | 998719 | 0 | No. | 0 | 644512 | Part | 18 | 0 | YES | NO |  | NO | Absstem Shield Premium – Comprehensive Maintenance Contract (CMC) | 13-MAY-2026 5:25:36PM | Equipment Covered | PSA Oxygen Plant- Air compressor + Air Dryer + Air Receiver + PSA Module + Storage Tank + Servo Stabilizer + UPS | Contract Duration | 12 Months | Service Visits | 4 Preventive Maintenance Visits (quarterly) + Unlimited Breakdown Visits | Response Time | Remote telephonic support: within 6 hours ¦ On-site: 48–72 hours* | Consumables | Fully included (Air Compressor + PSA System consumables) | Breakdown Spares | Included (except Compressor Screw/ Controller/ ZMS — see Exclusions) | ZMS Warranty | 10 years post-replacement under continuous CMC coverage | [12 empty] | E1002 : Pradeep Sati | 07-JUL-2026 2:26:45PM | E1002 : Pradeep Sati
After Sales | CMC - GC4 - PSAO |  | ASP - GC4 - 600 LPM | CMC - GC4 - 600 LPM | 998719 | 0 | No. | 0 | 858011 | Part | 18 | 0 | YES | NO |  | NO | Absstem Shield Premium – Comprehensive Maintenance Contract (CMC) | 13-MAY-2026 5:25:36PM | Equipment Covered | PSA Oxygen Plant- Air compressor + Air Dryer + Air Receiver + PSA Module + Storage Tank + Servo Stabilizer + UPS | Contract Duration | 12 Months | Service Visits | 4 Preventive Maintenance Visits (quarterly) + Unlimited Breakdown Visits | Response Time | Remote telephonic support: within 6 hours ¦ On-site: 48–72 hours* | Consumables | Fully included (Air Compressor + PSA System consumables) | Breakdown Spares | Included (except Compressor Screw/ Controller/ ZMS — see Exclusions) | ZMS Warranty | 10 years post-replacement under continuous CMC coverage | [12 empty] | E1002 : Pradeep Sati | 07-JUL-2026 2:26:45PM | E1002 : Pradeep Sati
After Sales | CMC - GC4 - PSAO |  | ASP - GC4 - 700 LPM | CMC - GC4 - 700 LPM | 998719 | 0 | No. | 0 | 1107389 | Part | 18 | 0 | YES | NO |  | NO | Absstem Shield Premium – Comprehensive Maintenance Contract (CMC) | 13-MAY-2026 5:25:36PM | Equipment Covered | PSA Oxygen Plant- Air compressor + Air Dryer + Air Receiver + PSA Module + Storage Tank + Servo Stabilizer + UPS | Contract Duration | 12 Months | Service Visits | 4 Preventive Maintenance Visits (quarterly) + Unlimited Breakdown Visits | Response Time | Remote telephonic support: within 6 hours ¦ On-site: 48–72 hours* | Consumables | Fully included (Air Compressor + PSA System consumables) | Breakdown Spares | Included (except Compressor Screw/ Controller/ ZMS — see Exclusions) | ZMS Warranty | 10 years post-replacement under continuous CMC coverage | [12 empty] | E1002 : Pradeep Sati | 07-JUL-2026 2:26:45PM | E1002 : Pradeep Sati
After Sales | CMC - GC4 - PSAO |  | ASP - GC4 - 800 LPM | CMC - GC4 - 800 LPM | 998719 | 0 | No. | 0 | 1107389 | Part | 18 | 0 | YES | NO |  | NO | Absstem Shield Premium – Comprehensive Maintenance Contract (CMC) | 13-MAY-2026 5:25:36PM | Equipment Covered | PSA Oxygen Plant- Air compressor + Air Dryer + Air Receiver + PSA Module + Storage Tank + Servo Stabilizer + UPS | Contract Duration | 12 Months | Service Visits | 4 Preventive Maintenance Visits (quarterly) + Unlimited Breakdown Visits | Response Time | Remote telephonic support: within 6 hours ¦ On-site: 48–72 hours* | Consumables | Fully included (Air Compressor + PSA System consumables) | Breakdown Spares | Included (except Compressor Screw/ Controller/ ZMS — see Exclusions) | ZMS Warranty | 10 years post-replacement under continuous CMC coverage | [12 empty] | E1002 : Pradeep Sati | 07-JUL-2026 2:26:45PM | E1002 : Pradeep Sati
After Sales | CMC - GC5 - PSAO |  | ASP - GC5 - 100 LPM | CMC - GC5 - 100 LPM | 998719 | 0 | No. | 0 | 145800 | Part | 18 | 0 | YES | NO |  | NO | Absstem Shield Premium – Comprehensive Maintenance Contract (CMC) | 13-MAY-2026 5:25:36PM | Equipment Covered | PSA Oxygen Plant- PSA Module only | Contract Duration | 12 Months | Service Visits | 4 Preventive Maintenance Visits (quarterly) + Unlimited Breakdown Visits | Response Time | Remote telephonic support: within 6 hours ¦ On-site: 48–72 hours* | Consumables | Fully included (Air Compressor + PSA System consumables) | Breakdown Spares | Included (except Compressor Screw/ Controller/ ZMS — see Exclusions) | ZMS Warranty | 10 years post-replacement under continuous CMC coverage | [12 empty] | E1002 : Pradeep Sati | 07-JUL-2026 2:26:45PM | E1002 : Pradeep Sati
After Sales | CMC - GC5 - PSAO |  | ASP - GC5 - 1000 LPM | CMC - GC5 - 1000 LPM | 998719 | 0 | No. | 0 | 372600 | Part | 18 | 0 | YES | NO |  | NO | Absstem Shield Premium – Comprehensive Maintenance Contract (CMC) | 13-MAY-2026 5:25:36PM | Equipment Covered | PSA Oxygen Plant- PSA Module only | Contract Duration | 12 Months | Service Visits | 4 Preventive Maintenance Visits (quarterly) + Unlimited Breakdown Visits | Response Time | Remote telephonic support: within 6 hours ¦ On-site: 48–72 hours* | Consumables | Fully included (Air Compressor + PSA System consumables) | Breakdown Spares | Included (except Compressor Screw/ Controller/ ZMS — see Exclusions) | ZMS Warranty | 10 years post-replacement under continuous CMC coverage | [12 empty] | E1002 : Pradeep Sati | 07-JUL-2026 2:26:45PM | E1002 : Pradeep Sati
After Sales | CMC - GC5 - PSAO |  | ASP - GC5 - 150 LPM | CMC - GC5 - 150 LPM | 998719 | 0 | No. | 0 | 145800 | Part | 18 | 0 | YES | NO |  | NO | Absstem Shield Premium – Comprehensive Maintenance Contract (CMC) | 13-MAY-2026 5:25:36PM | Equipment Covered | PSA Oxygen Plant- PSA Module only | Contract Duration | 12 Months | Service Visits | 4 Preventive Maintenance Visits (quarterly) + Unlimited Breakdown Visits | Response Time | Remote telephonic support: within 6 hours ¦ On-site: 48–72 hours* | Consumables | Fully included (Air Compressor + PSA System consumables) | Breakdown Spares | Included (except Compressor Screw/ Controller/ ZMS — see Exclusions) | ZMS Warranty | 10 years post-replacement under continuous CMC coverage | [12 empty] | E1002 : Pradeep Sati | 07-JUL-2026 2:26:45PM | E1002 : Pradeep Sati
After Sales | CMC - GC5 - PSAO |  | ASP - GC5 - 200 LPM | CMC - GC5 - 200 LPM | 998719 | 0 | No. | 0 | 174960 | Part | 18 | 0 | YES | NO |  | NO | Absstem Shield Premium – Comprehensive Maintenance Contract (CMC) | 13-MAY-2026 5:25:36PM | Equipment Covered | PSA Oxygen Plant- PSA Module only | Contract Duration | 12 Months | Service Visits | 4 Preventive Maintenance Visits (quarterly) + Unlimited Breakdown Visits | Response Time | Remote telephonic support: within 6 hours ¦ On-site: 48–72 hours* | Consumables | Fully included (Air Compressor + PSA System consumables) | Breakdown Spares | Included (except Compressor Screw/ Controller/ ZMS — see Exclusions) | ZMS Warranty | 10 years post-replacement under continuous CMC coverage | [12 empty] | E1002 : Pradeep Sati | 07-JUL-2026 2:26:45PM | E1002 : Pradeep Sati
After Sales | CMC - GC5 - PSAO |  | ASP - GC5 - 250 LPM | CMC - GC5 - 250 LPM | 998719 | 0 | No. | 0 | 174960 | Part | 18 | 0 | YES | NO |  | NO | Absstem Shield Premium – Comprehensive Maintenance Contract (CMC) | 13-MAY-2026 5:25:36PM | Equipment Covered | PSA Oxygen Plant- PSA Module only | Contract Duration | 12 Months | Service Visits | 4 Preventive Maintenance Visits (quarterly) + Unlimited Breakdown Visits | Response Time | Remote telephonic support: within 6 hours ¦ On-site: 48–72 hours* | Consumables | Fully included (Air Compressor + PSA System consumables) | Breakdown Spares | Included (except Compressor Screw/ Controller/ ZMS — see Exclusions) | ZMS Warranty | 10 years post-replacement under continuous CMC coverage | [12 empty] | E1002 : Pradeep Sati | 07-JUL-2026 2:26:45PM | E1002 : Pradeep Sati
After Sales | CMC - GC5 - PSAO |  | ASP - GC5 - 300 LPM | CMC - GC5 - 300 LPM | 998719 | 0 | No. | 0 | 200880 | Part | 18 | 0 | YES | NO |  | NO | Absstem Shield Premium – Comprehensive Maintenance Contract (CMC) | 13-MAY-2026 5:25:36PM | Equipment Covered | PSA Oxygen Plant- PSA Module only | Contract Duration | 12 Months | Service Visits | 4 Preventive Maintenance Visits (quarterly) + Unlimited Breakdown Visits | Response Time | Remote telephonic support: within 6 hours ¦ On-site: 48–72 hours* | Consumables | Fully included (Air Compressor + PSA System consumables) | Breakdown Spares | Included (except Compressor Screw/ Controller/ ZMS — see Exclusions) | ZMS Warranty | 10 years post-replacement under continuous CMC coverage | [12 empty] | E1002 : Pradeep Sati | 07-JUL-2026 2:26:45PM | E1002 : Pradeep Sati
After Sales | CMC - GC5 - PSAO |  | ASP - GC5 - 400 LPM | CMC - GC5 - 400 LPM | 998719 | 0 | No. | 0 | 200880 | Part | 18 | 0 | YES | NO |  | NO | Absstem Shield Premium – Comprehensive Maintenance Contract (CMC) | 13-MAY-2026 5:25:36PM | Equipment Covered | PSA Oxygen Plant- PSA Module only | Contract Duration | 12 Months | Service Visits | 4 Preventive Maintenance Visits (quarterly) + Unlimited Breakdown Visits | Response Time | Remote telephonic support: within 6 hours ¦ On-site: 48–72 hours* | Consumables | Fully included (Air Compressor + PSA System consumables) | Breakdown Spares | Included (except Compressor Screw/ Controller/ ZMS — see Exclusions) | ZMS Warranty | 10 years post-replacement under continuous CMC coverage | [12 empty] | E1002 : Pradeep Sati | 07-JUL-2026 2:26:45PM | E1002 : Pradeep Sati
After Sales | CMC - GC5 - PSAO |  | ASP - GC5 - 50 LPM | CMC - GC5 - 50 LPM | 998719 | 0 | No. | 0 | 124200 | Part | 18 | 0 | YES | NO |  | NO | Absstem Shield Premium – Comprehensive Maintenance Contract (CMC) | 13-MAY-2026 5:25:36PM | Equipment Covered | PSA Oxygen Plant- PSA Module only | Contract Duration | 12 Months | Service Visits | 4 Preventive Maintenance Visits (quarterly) + Unlimited Breakdown Visits | Response Time | Remote telephonic support: within 6 hours ¦ On-site: 48–72 hours* | Consumables | Fully included (Air Compressor + PSA System consumables) | Breakdown Spares | Included (except Compressor Screw/ Controller/ ZMS — see Exclusions) | ZMS Warranty | 10 years post-replacement under continuous CMC coverage | [12 empty] | E1002 : Pradeep Sati | 07-JUL-2026 2:26:45PM | E1002 : Pradeep Sati
After Sales | CMC - GC5 - PSAO |  | ASP - GC5 - 500 LPM | CMC - GC5 - 500 LPM | 998719 | 0 | No. | 0 | 243000 | Part | 18 | 0 | YES | NO |  | NO | Absstem Shield Premium – Comprehensive Maintenance Contract (CMC) | 13-MAY-2026 5:25:36PM | Equipment Covered | PSA Oxygen Plant- PSA Module only | Contract Duration | 12 Months | Service Visits | 4 Preventive Maintenance Visits (quarterly) + Unlimited Breakdown Visits | Response Time | Remote telephonic support: within 6 hours ¦ On-site: 48–72 hours* | Consumables | Fully included (Air Compressor + PSA System consumables) | Breakdown Spares | Included (except Compressor Screw/ Controller/ ZMS — see Exclusions) | ZMS Warranty | 10 years post-replacement under continuous CMC coverage | [12 empty] | E1002 : Pradeep Sati | 07-JUL-2026 2:26:45PM | E1002 : Pradeep Sati
After Sales | CMC - GC5 - PSAO |  | ASP - GC5 - 600 LPM | CMC - GC5 - 600 LPM | 998719 | 0 | No. | 0 | 307800 | Part | 18 | 0 | YES | NO |  | NO | Absstem Shield Premium – Comprehensive Maintenance Contract (CMC) | 13-MAY-2026 5:25:36PM | Equipment Covered | PSA Oxygen Plant- PSA Module only | Contract Duration | 12 Months | Service Visits | 4 Preventive Maintenance Visits (quarterly) + Unlimited Breakdown Visits | Response Time | Remote telephonic support: within 6 hours ¦ On-site: 48–72 hours* | Consumables | Fully included (Air Compressor + PSA System consumables) | Breakdown Spares | Included (except Compressor Screw/ Controller/ ZMS — see Exclusions) | ZMS Warranty | 10 years post-replacement under continuous CMC coverage | [12 empty] | E1002 : Pradeep Sati | 07-JUL-2026 2:26:45PM | E1002 : Pradeep Sati
After Sales | CMC - GC5 - PSAO |  | ASP - GC5 - 700 LPM | CMC - GC5 - 700 LPM | 998719 | 0 | No. | 0 | 372600 | Part | 18 | 0 | YES | NO |  | NO | Absstem Shield Premium – Comprehensive Maintenance Contract (CMC) | 13-MAY-2026 5:25:36PM | Equipment Covered | PSA Oxygen Plant- PSA Module only | Contract Duration | 12 Months | Service Visits | 4 Preventive Maintenance Visits (quarterly) + Unlimited Breakdown Visits | Response Time | Remote telephonic support: within 6 hours ¦ On-site: 48–72 hours* | Consumables | Fully included (Air Compressor + PSA System consumables) | Breakdown Spares | Included (except Compressor Screw/ Controller/ ZMS — see Exclusions) | ZMS Warranty | 10 years post-replacement under continuous CMC coverage | [12 empty] | E1002 : Pradeep Sati | 07-JUL-2026 2:26:45PM | E1002 : Pradeep Sati
After Sales | CMC - GC5 - PSAO |  | ASP - GC5 - 800 LPM | CMC - GC5 - 800 LPM | 998719 | 0 | No. | 0 | 372600 | Part | 18 | 0 | YES | NO |  | NO | Absstem Shield Premium – Comprehensive Maintenance Contract (CMC) | 13-MAY-2026 5:25:36PM | Equipment Covered | PSA Oxygen Plant- PSA Module only | Contract Duration | 12 Months | Service Visits | 4 Preventive Maintenance Visits (quarterly) + Unlimited Breakdown Visits | Response Time | Remote telephonic support: within 6 hours ¦ On-site: 48–72 hours* | Consumables | Fully included (Air Compressor + PSA System consumables) | Breakdown Spares | Included (except Compressor Screw/ Controller/ ZMS — see Exclusions) | ZMS Warranty | 10 years post-replacement under continuous CMC coverage | [12 empty] | E1002 : Pradeep Sati | 07-JUL-2026 2:26:45PM | E1002 : Pradeep Sati
Nitrogen Generator | Base Frame Skid |  | BF01 | Base Frame for quote | 84139120 | 1 | NOS | 0 | 4000 | Equipment | 18 |  | YES | YES |  | NO |  | 18-JUL-2025 6:08:20PM | [26 empty] | E1002 : Pradeep Sati | 17-JUN-2026 12:30:42PM | E1118 : Sachin Chauhan
Blower | Twin Lobe Blower |  | BLO1 | Twin Lobe Blower,Oil Lubricated,KAY-65 AC,BLOW-000043,10 HP-7.5 KW / (B-996 RPM and M-1440),Flanged- | 8414 | 0 | NOS | 164800 | 0 | RAW | 18 | 0 | YES | YES |  | NO |  | 13-MAR-2026 4:10:14PM | [26 empty] | E1002 : Pradeep Sati
Blower | Electric Motor |  | BLO2 | Electric Motor,Electric Induction Motor,CROMPTION GREAVES/ABB/BBL-IE3-Frame Size-132 M,,10 HP / 1440 | 8501 | 0 | NOS | 35300 | 0 | RAW | 18 | 0 | YES | YES |  | NO |  | 13-MAR-2026 4:10:14PM | [26 empty] | E1002 : Pradeep Sati | 13-MAR-2026 4:37:12PM | E1002 : Pradeep Sati
Blower | Acoustic Hood |  | BLO3 | Acoustic Hood,,65 AC,RNL-10-15 dBA | 8414 | 0 | NOS | 45000 | 0 | RAW | 18 | 0 | YES | YES |  | NO |  | 13-MAR-2026 4:10:14PM | [26 empty] | E1002 : Pradeep Sati
Blower | Electric Motor |  | BLO4 | Electric Motor,Electric Induction Motor,CROMPTION GREAVES/ABB/BBL-IE3-Frame Size-160 M,,12.5 HP / 14 | 8501 | 0 | NOS | 54000 | 0 | RAW | 18 | 0 | YES | YES |  | NO |  | 13-MAR-2026 4:37:05PM | [26 empty] | E1002 : Pradeep Sati | 13-MAR-2026 4:53:34PM | E1002 : Pradeep Sati
Chemist | MANAGEMENT |  | ch1 | Test xyz |  | 1 |  | 100 | 100 | Part | 18 |  | NO | NO |  | NO |  | 16-AUG-2023 11:00:34AM | [26 empty] | E1117 : Arun Kumar
Consumables Admin use | Stationery |  | ch2 | Cobra File | 4820 | 14 | PCS | 15 | 10 | Part | 18 | 0 | NO | NO |  | NO |  | 21-AUG-2023 4:20:15PM | [26 empty] | H1155 : Raushan Kumar | 29-APR-2025 2:52:23PM | H1155 : Raushan Kumar
Chemist | MANAGEMENT |  | ch3 | Testing |  | 0 |  | 0 | 111 | Part | 18 | 0 | NO | YES |  | NO |  | 15-SEP-2023 10:35:57AM | Caption1 | Specification1 | Caption2 | Specification2 | [22 empty] | E1150 : Test EMP | 19-SEP-2023 11:26:46AM | E1073 : ABS1004
Chemist | MANAGEMENT |  | Chemist 1001 | NH2 | 1001 | 0 |  |  | 100 | Part | 10 |  | NO | NO |  | NO | An important class of organic compounds are the Amines. The study of Amines is very interesting in many ways. | 05-AUG-2022 5:14:20PM | Gas Treatment | Aqueous monoethanolamine (MEA), diglycolamine (DGA), diethanolamine (DEA), diisopropanolamine (DIPA) and methyldiethanolamine (MDEA) are widely used industrially for removing carbon dioxide (CO2) and hydrogen sulfide (H2S) from natural gas and refinery process streams | [24 empty] | E1015 : NARENDER KUMAR | 31-MAR-2023 12:49:01PM
Consumables Admin use | Marketing |  | CNA1 | Catalogue New Design ( MEDO Healthcare ) |  | 35 | PCS | 90 | 1 | Part | 18 | 5 | NO | NO |  | NO | On-Site Medical Oxygen Generator ( Healthcare) | 10-AUG-2023 2:08:34PM | [26 empty] | E1117 : Arun Kumar | 11-FEB-2025 12:17:09PM | H1155 : Raushan Kumar
Consumables Admin use | Housekeeping & Cleaning |  | CNA10 | Room Freshener ODONIL 50 GRM 59 | 33074900 | 3 | PCS | 35 | 8 | Part | 18 | 0 | NO | NO |  | NO |  | 21-AUG-2023 4:02:42PM | [26 empty] | H1155 : Raushan Kumar | 26-MAY-2025 3:17:36PM | H1155 : Raushan Kumar
Consumables Admin use | Stationery |  | CNA100 | Challan Book - Manesar Address |  | 9 | PCS | 320 | 0 | Part | 18 |  | NO | YES |  | NO |  | 27-SEP-2024 10:52:48AM | [26 empty] | E1117 : Arun Kumar | 22-JAN-2025 1:42:01PM | H1155 : Raushan Kumar
Consumables Admin use | Stationery |  | CNA101 | Letter Head Absstem Technologies |  | 200 | PCS | 5 | 0 | Part | 18 |  | NO | NO |  | NO |  | 05-OCT-2024 11:17:29AM | [26 empty] | E1117 : Arun Kumar
Consumables Admin use | Stationery |  | CNA102 | Letter Head Absstem group |  | 200 | PCS | 5 | 0 | Part | 18 | 0 | NO | NO |  | NO |  | 05-OCT-2024 11:17:59AM | [26 empty] | E1117 : Arun Kumar | 05-OCT-2024 11:18:18AM | E1117 : Arun Kumar
Consumables Admin use | Stationery |  | CNA103 | Small Envelop Absstem Group |  | 200 | PCS | 12 | 0 | Part | 18 |  | NO | NO |  | NO |  | 05-OCT-2024 11:20:21AM | [26 empty] | E1117 : Arun Kumar
Consumables Admin use | Stationery |  | CNA104 | Small Envelop Absstem Technologies |  | 170 | PCS | 12 | 0 | Part | 18 |  | NO | NO |  | NO |  | 05-OCT-2024 11:20:57AM | [26 empty] | E1117 : Arun Kumar | 09-APR-2025 11:18:30AM | H1155 : Raushan Kumar
Consumables Admin use | Stationery |  | CNA105 | A4 Envelop Absstem Technologies |  | 98 | PCS | 30 | 0 | Part | 18 |  | NO | NO |  | NO |  | 05-OCT-2024 11:22:23AM | [26 empty] | E1117 : Arun Kumar | 24-MAR-2025 4:24:36PM | H1155 : Raushan Kumar
Consumables Admin use | Stationery |  | CNA106 | A4 Envelop Absstem Group |  | 100 | PCS | 30 | 0 | Part | 18 |  | NO | NO |  | NO |  | 05-OCT-2024 11:22:49AM | [26 empty] | E1117 : Arun Kumar
Consumables Admin use | Stationery |  | CNA109 | Whitner Pen | 9608 | 12 | PCS | 25 | 0 | Part | 18 |  | NO | NO |  | NO |  | 15-NOV-2024 11:45:49AM | [26 empty] | E1117 : Arun Kumar | 30-MAY-2025 4:47:55PM | H1155 : Raushan Kumar
Consumables Admin use | Housekeeping & Cleaning |  | CNA11 | Sanitary URINAL CUBE | 33074900 | 17 | PKT | 95 | 5 | Part | 18 | 0 | NO | NO |  | NO |  | 21-AUG-2023 4:03:43PM | [26 empty] | H1155 : Raushan Kumar | 12-MAY-2025 1:03:54PM | H1155 : Raushan Kumar
Consumables Admin use | Housekeeping & Cleaning |  | CNA110 | Acid 5 ltr for Cleaninig | 2808 | 1 | NOS | 90 | 0 | Part | 18 |  | NO | NO |  | NO |  | 15-NOV-2024 11:47:10AM | [26 empty] | E1117 : Arun Kumar | 10-FEB-2025 1:47:34PM | H1155 : Raushan Kumar
Consumables Admin use | Marketing |  | CNA111 | Silver Coin COver |  | 60 | PCS | 40 | 0 | Part | 18 |  | NO | NO |  | NO |  | 04-DEC-2024 3:51:57PM | [26 empty] | E1117 : Arun Kumar
Consumables Admin use | Stationery |  | CNA112 | chalk / Slate |  | 1 | PKT | 10 | 0 | Part | 18 |  | NO | NO |  | NO |  | 16-DEC-2024 10:03:31AM | [26 empty] | E1117 : Arun Kumar | 26-MAY-2025 3:40:30PM | H1155 : Raushan Kumar
Consumables Admin use | Stationery |  | CNA113 | Muster Roll Register | 4820 | 2 | PCS | 220 | 0 | Part | 18 |  | NO | NO |  | NO |  | 02-JAN-2025 10:08:11AM | [26 empty] | E1117 : Arun Kumar
Consumables Admin use | Stationery |  | CNA114 | Leave with wages register Combined | 4820 | 1 | PCS | 175 | 0 | Part | 18 | 0 | NO | NO |  | NO |  | 02-JAN-2025 10:10:53AM | [26 empty] | E1117 : Arun Kumar | 02-JAN-2025 10:14:48AM | E1117 : Arun Kumar
Consumables Admin use | Stationery |  | CNA115 | Register of Adult or Child workers | 4820 | 1 | PCS | 265 | 0 | Part | 18 | 0 | NO | NO |  | NO |  | 02-JAN-2025 10:11:40AM | [26 empty] | E1117 : Arun Kumar | 02-JAN-2025 10:14:36AM | E1117 : Arun Kumar
Consumables Admin use | Stationery |  | CNA116 | Register of Accident Dangerous Occurrence | 4820 | 1 | PCS | 175 | 0 | Part | 18 | 0 | NO | NO |  | NO |  | 02-JAN-2025 10:12:25AM | [26 empty] | E1117 : Arun Kumar | 02-JAN-2025 10:14:28AM | E1117 : Arun Kumar
Consumables Admin use | Stationery |  | CNA117 | Register of Fine | 4820 | 1 | PCS | 175 | 0 | Part | 18 |  | NO | NO |  | NO |  | 02-JAN-2025 10:12:58AM | [26 empty] | E1117 : Arun Kumar
Consumables Admin use | Stationery |  | CNA118 | Register of Over Time | 4820 | 1 | PCS | 175 | 0 | Part | 18 |  | NO | NO |  | NO |  | 02-JAN-2025 10:13:26AM | [26 empty] | E1117 : Arun Kumar
Consumables Admin use | Stationery |  | CNA119 | Register of Deduction for Damages Lossed | 4820 | 1 | PCS | 175 | 0 | Part | 18 |  | NO | NO |  | NO |  | 02-JAN-2025 10:14:12AM | [26 empty] | E1117 : Arun Kumar
Consumables Admin use | Housekeeping & Cleaning |  | CNA12 | M- FOLD PAPER | 4818 | 0 | PKT | 40 | 20 | Part | 18 | 0 | NO | NO |  | NO |  | 21-AUG-2023 4:04:48PM | [26 empty] | H1155 : Raushan Kumar | 26-MAY-2025 3:17:36PM | H1155 : Raushan Kumar
Consumables Admin use | Stationery |  | CNA120 | Register of Advance | 4820 | 1 | PCS | 175 | 0 | Part | 18 |  | NO | NO |  | NO |  | 02-JAN-2025 10:15:17AM | [26 empty] | E1117 : Arun Kumar
Consumables Admin use | Stationery |  | CNA121 | Register of Compensatory Holidays | 4820 | 1 | PCS | 175 | 0 | Part | 18 |  | NO | NO |  | NO |  | 02-JAN-2025 10:15:45AM | [26 empty] | E1117 : Arun Kumar
Consumables Admin use | Stationery |  | CNA122 | Register of Lime Washing or Painting | 4820 | 1 | PCS | 175 | 0 | Part | 18 |  | NO | NO |  | NO |  | 02-JAN-2025 10:16:21AM | [26 empty] | E1117 : Arun Kumar
Consumables Admin use | Stationery |  | CNA123 | Register of Tight Cloth | 4820 | 1 | PCS | 175 | 0 | Part | 18 |  | NO | NO |  | NO |  | 02-JAN-2025 10:16:54AM | [26 empty] | E1117 : Arun Kumar
Consumables Admin use | Stationery |  | CNA124 | Inspection Book under Factory Act register | 4820 | 1 | PCS | 195 | 0 | Part | 18 |  | NO | NO |  | NO |  | 02-JAN-2025 10:17:26AM | [26 empty] | E1117 : Arun Kumar
Consumables Admin use | Stationery |  | CNA125 | Inspection Book under ESIC Register | 4820 | 1 | PCS | 195 | 0 | Part | 18 |  | NO | NO |  | NO |  | 02-JAN-2025 10:18:26AM | [26 empty] | E1117 : Arun Kumar
Consumables Admin use | Stationery |  | CNA126 | Register of Equal Remuneration under Equal Remuneration Act Form-D | 4820 | 1 | PCS | 175 | 0 | Part | 18 |  | NO | NO |  | NO |  | 02-JAN-2025 10:19:10AM | [26 empty] | E1117 : Arun Kumar
Consumables Admin use | Housekeeping & Cleaning |  | CNA127 | GARBEG BAG small | 3923 | 0 | KG | 130 | 0 | Part | 18 |  | NO | NO |  | NO |  | 01-FEB-2025 12:18:18PM | [26 empty] | E1117 : Arun Kumar | 10-FEB-2025 1:47:34PM | H1155 : Raushan Kumar
Consumables Admin use | Stationery |  | CNA128 | Tape, Transparent 3 inch | 3919 | 1 | PCS | 40 | 0 | Part | 18 |  | NO | NO |  | NO |  | 01-FEB-2025 12:21:21PM | [26 empty] | E1117 : Arun Kumar | 17-FEB-2025 11:03:14AM | H1155 : Raushan Kumar
Consumables Admin use | Housekeeping & Cleaning |  | CNA129 | Seek Jhadoo Ring | 9603 | 1 | NOS | 40 | 0 | Part | 18 |  | NO | NO |  | NO |  | 01-FEB-2025 12:25:04PM | [26 empty] | E1117 : Arun Kumar | 04-MAR-2025 3:15:11PM | H1155 : Raushan Kumar
Consumables Admin use | Housekeeping & Cleaning |  | CNA13 | TISSUE BOX NOVEL | 4818 | 8 | PKT | 40 | 4 | Part | 18 | 0 | NO | NO |  | NO |  | 21-AUG-2023 4:05:58PM | [26 empty] | H1155 : Raushan Kumar | 03-MAY-2025 3:12:18PM | H1155 : Raushan Kumar
Consumables Admin use | Stationery |  | CNA130 | Batteries 9 V | 8506 | 9 | PCS | 32 | 0 | Part | 18 |  | NO | NO |  | NO |  | 01-FEB-2025 12:28:32PM | [26 empty] | E1117 : Arun Kumar | 08-MAY-2025 12:52:07PM | H1155 : Raushan Kumar
Consumables Admin use | Stationery |  | CNA131 | Epson Cartridge Epson 001 ink 4 color Set | 3215 | 0 | Bundel | 2140 | 0 | Part | 18 |  | NO | NO |  | NO |  | 24-FEB-2025 9:42:49AM | [26 empty] | E1117 : Arun Kumar | 01-MAR-2025 12:27:48PM | H1155 : Raushan Kumar
Consumables Admin use | Housekeeping & Cleaning |  | CNA132 | Bamboo for jhadoo/Broom | 96039000 | 1 | PCS | 60 | 0 | Part | 12 |  | NO | NO |  | NO |  | 10-MAR-2025 2:23:18PM | [26 empty] | E1117 : Arun Kumar | 11-MAR-2025 2:57:59PM | H1155 : Raushan Kumar
Consumables Admin use | Stationery |  | CNA133 | Folder / My Clear Bag | 3926 | 20 | PCS | 25 | 0 | Part | 18 |  | NO | NO |  | NO |  | 10-MAR-2025 2:24:33PM | [26 empty] | E1117 : Arun Kumar
Consumables Admin use | Stationery |  | CNA134 | Stapler Pin 24/6 | 83052 | 6 | PKT | 20 | 0 | Part | 18 |  | NO | NO |  | NO |  | 10-MAR-2025 2:26:51PM | [26 empty] | E1117 : Arun Kumar
Consumables Admin use | Housekeeping & Cleaning |  | CNA135 | Taski R9 for Cleaning | 34029091 | 1 | NOS | 1025 | 0 | Part | 18 |  | NO | NO |  | NO |  | 10-MAR-2025 2:31:43PM | [26 empty] | E1117 : Arun Kumar | 11-MAR-2025 2:57:58PM | H1155 : Raushan Kumar
Consumables Admin use | Housekeeping & Cleaning |  | CNA136 | surface cleaner make - Lizol | 38089400 | 0 | NOS | 130 | 0 | Part | 18 |  | NO | NO |  | NO |  | 10-MAR-2025 2:33:29PM | [26 empty] | E1117 : Arun Kumar | 11-MAR-2025 2:57:58PM | H1155 : Raushan Kumar
Consumables Admin use | Stationery |  | CNA137 | Stock Register | 4820 | 1 | NOS | 370 | 0 | Part | 18 |  | NO | NO |  | NO |  | 22-APR-2025 10:10:20AM | [26 empty] | E1117 : Arun Kumar
Consumables Admin use | Housekeeping & Cleaning |  | CNA14 | EXO ROUND 500 GM | 3405 | 4 | PCS | 10 | 1 | Part | 18 | 0 | NO | NO |  | NO |  | 21-AUG-2023 4:07:17PM | [26 empty] | H1155 : Raushan Kumar | 20-SEP-2023 2:05:55PM | E1117 : Arun Kumar
Consumables Admin use | Housekeeping & Cleaning |  | CNA15 | GARBEG BAG big | 3923 | 0 | KG | 130 | 3 | Part | 18 | 0 | NO | NO |  | NO |  | 21-AUG-2023 4:08:31PM | [26 empty] | H1155 : Raushan Kumar | 27-MAY-2025 11:11:20AM | H1155 : Raushan Kumar
Consumables Admin use | Housekeeping & Cleaning |  | CNA16 | AIR WICK | 3307 | 0 | PCS | 0 | 6 | Part | 18 | 0 | NO | NO |  | NO |  | 21-AUG-2023 4:12:01PM | [26 empty] | H1155 : Raushan Kumar | 20-SEP-2023 2:07:10PM | E1117 : Arun Kumar
Consumables Admin use | Housekeeping & Cleaning |  | CNA17 | White floor Cleaner ( 5 LTR) | 3808 | 0 | NOS | 180 | 5 | Part | 18 | 0 | NO | NO |  | NO |  | 21-AUG-2023 4:13:24PM | [26 empty] | H1155 : Raushan Kumar | 26-MAY-2025 3:17:36PM | H1155 : Raushan Kumar
Consumables Admin use | Stationery |  | CNA18 | Finial Balls - Toilet | 2902 | 2 | PKT | 25 | 0 | Part | 18 | 0 | NO | NO |  | NO |  | 19-SEP-2023 1:49:43PM | [26 empty] | E1117 : Arun Kumar | 19-MAY-2025 3:38:42PM | H1155 : Raushan Kumar
Consumables Admin use | Stationery |  | CNA19 | Envelope 10*14 (Legal) |  | -1 | PCS | 0 | 0 | Part | 18 |  | NO | NO |  | NO |  | 19-SEP-2023 2:02:05PM | [26 empty] | E1117 : Arun Kumar | 05-JUL-2024 1:53:43PM | H1155 : Raushan Kumar
Consumables Admin use | Marketing |  | CNA2 | Catalogue New Design ( IDOs Industrial) |  | 0 | PCS | 1 | 1 | Part | 18 | 0 | NO | NO |  | NO | Industrial On-Site PSA Oxygen Generator | 10-AUG-2023 3:12:43PM | [26 empty] | E1117 : Arun Kumar | 10-MAY-2024 1:05:10PM | H1155 : Raushan Kumar
Consumables Admin use | Stationery |  | CNA20 | Kinlay 300 ML Water | 2201 | 119 | PCS | 6.25 | 0 | Part | 18 | 0 | NO | NO |  | NO |  | 19-SEP-2023 2:05:13PM | [26 empty] | E1117 : Arun Kumar | 16-MAY-2025 3:26:27PM | H1155 : Raushan Kumar
Consumables Admin use | Housekeeping & Cleaning |  | CNA21 | Sponge Wipe 7*7 |  | 5 | PCS | 15 | 0 | Part | 18 |  | NO | NO |  | NO |  | 19-SEP-2023 2:12:53PM | [26 empty] | E1117 : Arun Kumar
Consumables Admin use | Housekeeping & Cleaning |  | CNA22 | Toilet Cleaner ( 5 LTR) | 3402 | 4 | NOS | 240 | 0 | Part | 18 |  | NO | NO |  | NO |  | 20-SEP-2023 2:11:32PM | [26 empty] | E1117 : Arun Kumar | 03-DEC-2024 9:44:09AM | H1155 : Raushan Kumar
Consumables Admin use | Housekeeping & Cleaning |  | CNA23 | Glass Cleaner (5 LTR) | 3402 | 0 | NOS | 260 | 0 | Part | 18 |  | NO | NO |  | NO |  | 20-SEP-2023 2:15:18PM | [26 empty] | E1117 : Arun Kumar | 10-FEB-2025 10:31:48AM | H1155 : Raushan Kumar
Consumables Admin use | Stationery |  | CNA24 | Water Botel (6 PCS) | 3923 | 6 | NOS | 38 | 0 | Part | 18 |  | NO | NO |  | NO |  | 20-SEP-2023 2:17:21PM | [26 empty] | E1117 : Arun Kumar | 12-APR-2024 3:27:45PM | E1117 : Arun Kumar
Consumables Admin use | Stationery |  | CNA25 | Ball Pen MRP 10 | 96081019 | 70 | PCS | 7 | 0 | Part | 18 |  | NO | NO |  | NO |  | 20-SEP-2023 2:18:20PM | [26 empty] | E1117 : Arun Kumar | 12-APR-2025 9:34:45AM | H1155 : Raushan Kumar
Consumables Admin use | Housekeeping & Cleaning |  | CNA26 | Phool Jhadu | 9603 | 0 | PCS | 100 | 0 | Part | 18 |  | NO | NO |  | NO |  | 20-SEP-2023 2:19:00PM | [26 empty] | E1117 : Arun Kumar | 21-MAY-2025 11:36:08AM | H1155 : Raushan Kumar
Consumables Admin use | Housekeeping & Cleaning |  | CNA27 | Seek Jhadoo | 9603 | 0 | PCS | 50 | 0 | Part | 18 |  | NO | NO |  | NO |  | 20-SEP-2023 2:19:39PM | [26 empty] | E1117 : Arun Kumar | 12-MAY-2025 1:03:54PM | H1155 : Raushan Kumar
Consumables Admin use | Housekeeping & Cleaning |  | CNA28 | Glass Duster | 6307 | 1 | PCS | 345 | 0 | Part | 18 |  | NO | NO |  | NO |  | 20-SEP-2023 2:20:34PM | [26 empty] | E1117 : Arun Kumar | 01-MAR-2025 12:26:28PM | H1155 : Raushan Kumar
Consumables Admin use | Stationery |  | CNA29 | Bond Paper 90GSM | 48025610 | 1 | PKT | 150 | 0 | Part | 12 | 0 | NO | NO |  | NO |  | 20-SEP-2023 2:22:50PM | [26 empty] | E1117 : Arun Kumar | 23-APR-2025 3:45:24PM | H1155 : Raushan Kumar
Consumables Admin use | Marketing |  | CNA3 | Catalogue OLD Design ( IDOS ) |  | 0 | PCS | 0 | 1 | Part | 18 | 0 | NO | NO |  | NO |  | 10-AUG-2023 3:13:50PM | [26 empty] | E1117 : Arun Kumar | 20-SEP-2023 2:06:11PM | E1117 : Arun Kumar
Consumables Admin use | Stationery |  | CNA30 | A4 Paper 75 GSM | 48025610 | 6 | PKT | 230 | 0 | Part | 18 |  | NO | NO |  | NO |  | 20-SEP-2023 2:23:38PM | [26 empty] | E1117 : Arun Kumar | 21-MAY-2025 10:24:23AM | H1155 : Raushan Kumar
Consumables Admin use | Housekeeping & Cleaning |  | CNA31 | Harpic 500 ml | 3402 | 4 | NOS | 90 | 0 | Part | 18 |  | NO | NO |  | NO |  | 20-SEP-2023 2:24:25PM | [26 empty] | E1117 : Arun Kumar | 10-MAR-2025 2:46:17PM | H1155 : Raushan Kumar
Consumables Admin use | Stationery |  | CNA32 | carry bag absstem printed |  | 298 | PCS | 0 | 0 | Part | 18 |  | NO | NO |  | NO |  | 30-SEP-2023 1:37:55PM | [26 empty] | E1117 : Arun Kumar
Consumables Admin use | Marketing |  | CNA4 | Catalogue OLD Design ( MEDO ) |  | 45 | PCS | 0 | 1 | Part | 18 | 0 | NO | NO |  | NO |  | 10-AUG-2023 3:14:47PM | [26 empty] | E1117 : Arun Kumar | 10-MAY-2024 1:04:24PM | H1155 : Raushan Kumar
Consumables Admin use | Stationery |  | CNA41 | Envelope-Small-Brown |  | 0 | PCS | 3.6 | 0 | Part | 18 |  | NO | NO |  | NO |  | 02-NOV-2023 5:42:38PM | [26 empty] | E1117 : Arun Kumar | 24-SEP-2024 3:48:15PM | E1117 : Arun Kumar
Consumables Admin use | Stationery |  | CNA42 | Whiteboard-Duster |  | 3 | PCS | 1 | 0 | Part | 18 |  | NO | NO |  | NO |  | 07-NOV-2023 9:28:57AM | [26 empty] | E1117 : Arun Kumar | 06-MAR-2025 12:30:53PM | H1155 : Raushan Kumar
Consumables Admin use | Stationery |  | CNA43 | Paper-punch-machine |  | 1 | PCS | 0.1 | 0 | Part | 18 |  | NO | NO |  | NO |  | 07-NOV-2023 9:31:17AM | [26 empty] | E1117 : Arun Kumar
Consumables Admin use | Marketing |  | CNA44 | Gift- pack |  | 1 | PKT | 2500 | 0 | Part | 12 |  | NO | NO |  | NO |  | 07-NOV-2023 4:48:09PM | [26 empty] | E1117 : Arun Kumar
Consumables Admin use | Stationery |  | CNA45 | Brother Printer Cartridge- toner | 84439959 | 1 | PCS | 700 | 0 | Part | 18 |  | NO | NO |  | NO |  | 08-NOV-2023 1:03:21PM | [26 empty] | E1117 : Arun Kumar | 16-JAN-2024 10:18:46AM | H1155 : Raushan Kumar
Consumables Admin use | Housekeeping & Cleaning |  | CNA47 | Washing Powder | 3401 | 10 | PKT | 26 | 0 | Part | 18 | 0 | NO | NO |  | NO |  | 24-NOV-2023 5:02:09PM | [26 empty] | E1117 : Arun Kumar | 12-MAY-2025 1:03:54PM | H1155 : Raushan Kumar
Consumables Admin use | Marketing |  | CNA48 | Medo Flyer |  | 71 | PCS | 9 | 0 | Part | 18 | 0 | NO | NO |  | NO |  | 29-NOV-2023 2:03:23PM | [26 empty] | E1117 : Arun Kumar | 03-DEC-2024 9:45:19AM | H1155 : Raushan Kumar
Consumables Admin use | Marketing |  | CNA49 | Shield Flyer |  | 0 | PCS | 0 | 0 | Part | 18 |  | NO | NO |  | NO |  | 29-NOV-2023 2:04:12PM | [26 empty] | E1117 : Arun Kumar
Consumables Admin use | Marketing |  | CNA5 | Catalogue New Design ( NGEN Industrial) |  | 0 | PCS | 0 | 1 | Part | 18 | 0 | NO | NO |  | NO | Industrial On-Site PSA Nitrogen Generator | 10-AUG-2023 3:16:20PM | [26 empty] | E1117 : Arun Kumar | 20-SEP-2023 2:06:28PM | E1117 : Arun Kumar
Consumables Admin use | Marketing |  | CNA51 | Visiting Card - Rahul Dixit |  | 0 | PCS | 3 | 0 | Part | 18 |  | NO | NO |  | NO |  | 29-NOV-2023 2:34:10PM | [26 empty] | E1117 : Arun Kumar | 29-NOV-2023 2:48:09PM | E1117 : Arun Kumar
Consumables Admin use | Marketing |  | CNA52 | Visiting Card - Shiv Shankar |  | 0 | PCS | 0 | 0 | Part | 18 |  | NO | NO |  | NO |  | 29-NOV-2023 2:36:58PM | [26 empty] | E1117 : Arun Kumar
Consumables Admin use | Stationery |  | CNA53 | Challan Book |  | 9 | PCS | 0 | 0 | Part | 18 | 0 | NO | NO |  | NO |  | 29-NOV-2023 2:57:09PM | [26 empty] | E1117 : Arun Kumar | 27-SEP-2024 10:52:11AM | E1117 : Arun Kumar
Consumables Admin use | Stationery |  | CNA54 | Carbon Paper |  | 1 | PKT | 180 | 0 | Part | 18 |  | NO | NO |  | NO |  | 26-DEC-2023 9:41:21AM | [26 empty] | E1117 : Arun Kumar
Consumables Admin use | Housekeeping & Cleaning |  | CNA55 | Wiper | 9603 | 1 | PCS | 180 | 0 | Part | 18 |  | NO | NO |  | NO |  | 13-JAN-2024 9:26:39AM | [26 empty] | E1117 : Arun Kumar | 11-MAR-2025 2:39:04PM | H1155 : Raushan Kumar
Consumables Admin use | Stationery |  | CNA56 | Battery AA - Duracell | 85061000 | 8 | PCS | 18 | 0 | Part | 18 |  | NO | NO |  | NO |  | 13-JAN-2024 10:23:00AM | [26 empty] | E1117 : Arun Kumar | 22-MAY-2025 4:30:43PM | H1155 : Raushan Kumar
Consumables Admin use | Stationery |  | CNA57 | Glass Borosil | 7013 | 0 | PCS | 93.8 | 0 | Part | 18 |  | NO | NO |  | NO |  | 13-JAN-2024 10:37:27AM | [26 empty] | E1117 : Arun Kumar | 01-FEB-2025 12:00:10PM | H1155 : Raushan Kumar
Consumables Admin use | Stationery |  | CNA58 | Floor marking Tape 3 inch | 3919 | 0 | PCS | 100 | 0 | Part | 18 |  | NO | NO |  | NO |  | 27-FEB-2024 2:14:34PM | [26 empty] | E1117 : Arun Kumar | 01-FEB-2025 12:00:10PM | H1155 : Raushan Kumar
Consumables Admin use | Housekeeping & Cleaning |  | CNA59 | Dustbin 60 LTR | 3924 | 0 | PCS | 380 | 0 | Part | 18 |  | NO | NO |  | NO |  | 27-FEB-2024 2:15:40PM | [26 empty] | E1117 : Arun Kumar | 19-MAY-2025 3:38:42PM | H1155 : Raushan Kumar
Consumables Admin use | Marketing |  | CNA6 | Flyer ( NGEN) |  | 0 | PCS | 0 | 1 | Part | 18 | 0 | NO | NO |  | NO | Industrial Nitrogen | 10-AUG-2023 3:52:43PM | [26 empty] | E1117 : Arun Kumar | 20-SEP-2023 2:06:35PM | E1117 : Arun Kumar
Consumables Admin use | Stationery |  | CNA60 | IN Ward Register 6 Q | 4820 | 2 | PCS | 300 | 0 | Part | 18 | 0 | NO | NO |  | NO |  | 27-FEB-2024 2:17:31PM | [26 empty] | E1117 : Arun Kumar | 03-JUN-2025 3:13:30PM | H1155 : Raushan Kumar
Consumables Admin use | Stationery |  | CNA61 | Out Ward Register 4 Q | 4820 | 1 | PCS | 300 | 0 | Part | 18 | 0 | NO | NO |  | NO |  | 27-FEB-2024 2:18:09PM | [26 empty] | E1117 : Arun Kumar | 02-JAN-2025 10:07:06AM | E1117 : Arun Kumar
Consumables Admin use | Stationery |  | CNA62 | Visitor Register | 4820 | 0 | PCS | 420 | 0 | Part | 18 | 0 | NO | NO |  | NO |  | 27-FEB-2024 2:19:03PM | [26 empty] | E1117 : Arun Kumar | 02-JAN-2025 10:07:14AM | E1117 : Arun Kumar
Consumables Admin use | Housekeeping & Cleaning |  | CNA63 | Dustbin 10 LTR | 3924 | 6 | PCS | 225 | 0 | Part | 18 |  | NO | NO |  | NO |  | 27-FEB-2024 2:20:14PM | [26 empty] | E1117 : Arun Kumar
Consumables Admin use | Marketing |  | CNA64 | Visiting Card/- Arun Kumar |  | 100 | PCS | 1.5 | 0 | Part | 18 |  | NO | NO |  | NO |  | 29-FEB-2024 12:28:41PM | [26 empty] | E1117 : Arun Kumar
Consumables Admin use | Marketing |  | CNA65 | Visiting Card/- pramod Kumar |  | 0 | PCS | 1.5 | 0 | Part | 18 |  | NO | NO |  | NO |  | 29-FEB-2024 12:30:47PM | [26 empty] | E1117 : Arun Kumar | 29-FEB-2024 1:53:17PM | E1117 : Arun Kumar
Consumables Admin use | Marketing |  | CNA66 | Visiting Card/- Abhijeet Singh |  | 100 | PCS | 1.5 | 0 | Part | 18 |  | NO | NO |  | NO |  | 29-FEB-2024 12:31:47PM | [26 empty] | E1117 : Arun Kumar | 29-FEB-2024 1:53:17PM | E1117 : Arun Kumar
Consumables Admin use | Marketing |  | CNA67 | Visiting Card/- Pradeep Sati |  | 100 | PCS | 1.5 | 0 | Part | 18 |  | NO | NO |  | NO |  | 29-FEB-2024 12:33:36PM | [26 empty] | E1117 : Arun Kumar
Consumables Admin use | Stationery |  | CNA68 | Visiting Card/- Amit Sahini |  | 0 | PCS | 1.5 | 0 | Part | 18 |  | NO | NO |  | NO |  | 29-FEB-2024 12:53:10PM | [26 empty] | E1117 : Arun Kumar | 29-FEB-2024 1:53:17PM | E1117 : Arun Kumar
Consumables Admin use | Marketing |  | CNA69 | Flyer Ngenx |  | 0 | PCS | 0 | 0 | Part | 18 |  | NO | NO |  | NO |  | 29-FEB-2024 2:24:09PM | [26 empty] | E1117 : Arun Kumar
Consumables Admin use | Marketing |  | CNA7 | All product Flyer IDOS, MEDO, NGEN NGEN-X |  | 0 | PCS | 0 | 1 | Part | 18 | 0 | NO | NO |  | NO |  | 10-AUG-2023 3:54:25PM | [26 empty] | E1117 : Arun Kumar | 29-NOV-2023 2:02:35PM | E1117 : Arun Kumar
Consumables Admin use | Stationery |  | CNA70 | Index File Lamination | 4820 | 10 | PCS | 85 | 0 | Part | 18 |  | NO | NO |  | NO |  | 19-MAR-2024 9:28:51AM | [26 empty] | E1117 : Arun Kumar | 17-MAY-2025 12:54:19PM | H1155 : Raushan Kumar
Consumables Admin use | Stationery |  | CNA71 | Stapler Big Pin |  | 6 | PKT | 1 | 0 | Part | 18 |  | NO | NO |  | NO |  | 19-APR-2024 10:29:45AM | [26 empty] | E1117 : Arun Kumar | 16-JAN-2025 2:32:53PM | H1155 : Raushan Kumar
Consumables Admin use | Stationery |  | CNA72 | Steel Scale 36 inch | 9017 | 0 | PCS | 190 | 0 | Part | 18 |  | NO | NO |  | NO |  | 13-JUN-2024 3:45:32PM | [26 empty] | E1117 : Arun Kumar | 02-JUL-2024 4:00:36PM | E1117 : Arun Kumar
Consumables Admin use | Stationery |  | CNA73 | Highlighter luxer pen | 96081019 | 8 | PCS | 18 | 0 | Part | 18 | 0 | NO | NO |  | NO |  | 13-JUN-2024 3:48:34PM | [26 empty] | E1117 : Arun Kumar | 01-FEB-2025 12:23:40PM | E1117 : Arun Kumar
Consumables Admin use | Housekeeping & Cleaning |  | CNA74 | HIT Spray FOR MOSQUITO | 38089199 | 10 | NOS | 184 | 0 | Part | 18 | 0 | NO | NO |  | NO |  | 13-JUN-2024 3:50:29PM | [26 empty] | E1117 : Arun Kumar | 30-APR-2025 2:54:25PM | H1155 : Raushan Kumar
Consumables Admin use | Stationery |  | CNA75 | A4 paper plastic leaves |  | 0 | PCS | 3.8 | 0 | Part | 18 |  | NO | NO |  | NO |  | 24-JUN-2024 4:30:25PM | [26 empty] | E1117 : Arun Kumar | 01-FEB-2025 12:00:10PM | H1155 : Raushan Kumar
Consumables Admin use | Marketing |  | CNA76 | ID Card With Holder | 4820 | 19 | PCS | 120 | 0 | GeneralItem | 18 |  | NO | NO |  | NO |  | 04-JUL-2024 9:27:38AM | [26 empty] | E1117 : Arun Kumar | 01-MAR-2025 12:27:48PM | H1155 : Raushan Kumar
Consumables Admin use | Housekeeping & Cleaning |  | CNA77 | Safety Shoe Make - Tiger | 640110 | 1 | NOS | 960 | 0 | Part | 18 |  | NO | NO |  | NO |  | 15-JUL-2024 11:40:55AM | [26 empty] | E1117 : Arun Kumar
Consumables Admin use | Housekeeping & Cleaning |  | CNA78 | Dish Wash liquid 500 ML Pril VIM | 3402 | 0 | NOS | 92 | 0 | Part | 18 | 0 | NO | NO |  | NO |  | 22-JUL-2024 10:04:09AM | [26 empty] | E1117 : Arun Kumar | 04-JUN-2025 12:44:30PM | H1155 : Raushan Kumar
Consumables Admin use | Housekeeping & Cleaning |  | CNA8 | POCHA 32-32 HAVI | 6307 | 1 | PCS | 30 | 2 | Part | 5 | 0 | NO | NO |  | NO |  | 21-AUG-2023 3:59:48PM | [26 empty] | H1155 : Raushan Kumar | 12-MAY-2025 1:03:54PM | H1155 : Raushan Kumar
Consumables Admin use | Housekeeping & Cleaning |  | CNA82 | Door MAT | 3926 | 2 | NOS | 520 | 0 | Part | 18 | 0 | NO | NO |  | NO |  | 26-JUL-2024 10:21:30AM | [26 empty] | E1117 : Arun Kumar | 23-SEP-2024 10:27:24AM | E1117 : Arun Kumar
Consumables Admin use | Stationery |  | CNA83 | Sharpener | 8460 | 10 | PCS | 2.5 | 0 | Part | 18 | 0 | NO | NO |  | NO |  | 07-AUG-2024 3:04:31PM | [26 empty] | E1117 : Arun Kumar | 02-SEP-2024 12:43:16PM | E1117 : Arun Kumar
Consumables Admin use | Stationery |  | CNA84 | Eraser | 4016 | 9 | PCS | 2.5 | 0 | Part | 18 | 0 | NO | NO |  | NO |  | 07-AUG-2024 3:05:17PM | [26 empty] | E1117 : Arun Kumar | 03-MAY-2025 5:12:37PM | H1155 : Raushan Kumar
Consumables Admin use | Housekeeping & Cleaning |  | CNA86 | Micro Fiber Cloth for Dusting Cleaninig | 6307 | 11 | PCS | 40 | 0 | Part | 5 | 0 | NO | NO |  | NO |  | 02-SEP-2024 12:29:13PM | [26 empty] | E1117 : Arun Kumar | 02-SEP-2024 12:31:10PM | E1117 : Arun Kumar
Consumables Admin use | Housekeeping & Cleaning |  | CNA87 | R5 Taski 5 LTR fragrance liquid | 3402 | 0 | NOS | 1147 | 0 | Part | 18 |  | NO | NO |  | NO |  | 02-SEP-2024 12:30:59PM | [26 empty] | E1117 : Arun Kumar | 26-MAY-2025 3:17:36PM | H1155 : Raushan Kumar
Consumables Admin use | Housekeeping & Cleaning |  | CNA88 | Spray Bottle | 8424 | 3 | PCS | 30 | 0 | Part | 18 |  | NO | NO |  | NO |  | 02-SEP-2024 12:38:05PM | [26 empty] | E1117 : Arun Kumar | 03-APR-2025 10:21:48AM | H1155 : Raushan Kumar
Consumables Admin use | Stationery |  | CNA89 | Glue Stick | 3506 | 12 | PCS | 25 | 0 | Part | 18 |  | NO | NO |  | NO |  | 02-SEP-2024 12:40:36PM | [26 empty] | E1117 : Arun Kumar | 17-MAY-2025 12:08:52PM | H1155 : Raushan Kumar
Consumables Admin use | Housekeeping & Cleaning |  | CNA9 | HARPIC FLESHMETIC SET 2 | 3307 | 1 | SET | 130 | 5 | Part | 18 | 0 | NO | NO |  | NO |  | 21-AUG-2023 4:01:21PM | [26 empty] | H1155 : Raushan Kumar | 30-APR-2025 2:54:25PM | H1155 : Raushan Kumar
Consumables Admin use | Housekeeping & Cleaning |  | CNA90 | M-fold Holder | 8201 | 0 | PCS | 1850 | 0 | Part | 18 |  | NO | NO |  | NO |  | 02-SEP-2024 12:53:32PM | [26 empty] | E1117 : Arun Kumar | 04-JUN-2025 12:44:30PM | H1155 : Raushan Kumar
Consumables Admin use | beverages and refreshments |  | CNA91 | Tea CUP | 6210 | 1500 | PCS | 0.42 | 0 | Part | 5 | 0 | NO | NO |  | NO |  | 02-SEP-2024 12:56:29PM | [26 empty] | E1117 : Arun Kumar | 26-MAY-2025 3:17:36PM | H1155 : Raushan Kumar
Consumables Admin use | Housekeeping & Cleaning |  | CNA92 | Cockroach gel HIT | 3808 | 1 | PCS | 282 | 0 | Part | 5 | 0 | NO | NO |  | NO |  | 02-SEP-2024 1:01:10PM | [26 empty] | E1117 : Arun Kumar | 02-SEP-2024 1:04:53PM | E1117 : Arun Kumar
Consumables Admin use | Stationery |  | CNA93 | Absstem Cash Voucher Slip | 4820 | 6 | PCS | 80 | 0 | Part | 18 |  | NO | NO |  | NO |  | 05-SEP-2024 11:34:21AM | [26 empty] | E1117 : Arun Kumar | 04-APR-2025 5:12:09PM | H1155 : Raushan Kumar
Consumables Admin use | Housekeeping & Cleaning |  | CNA94 | Plastic Supli | 3924 | 0 | PCS | 26 | 0 | Part | 18 |  | NO | NO |  | NO |  | 05-SEP-2024 11:36:45AM | [26 empty] | E1117 : Arun Kumar | 24-SEP-2024 3:48:15PM | E1117 : Arun Kumar
Consumables Admin use | Stationery |  | CNA95 | Cell CR2032 | 8506 | 5 | PCS | 75 | 0 | Part | 18 |  | NO | NO |  | NO |  | 20-SEP-2024 9:59:26AM | [26 empty] | E1117 : Arun Kumar
Consumables Admin use | Housekeeping & Cleaning |  | CNA98 | Battery Water 5 LTR | 8419 | 3 | PCS | 50 | 0 | Part | 18 |  | NO | NO |  | NO |  | 23-SEP-2024 11:02:00AM | [26 empty] | E1117 : Arun Kumar | 11-MAR-2025 3:07:25PM | H1155 : Raushan Kumar
Consumables Admin use | Stationery |  | CNA99 | A3 Paper | 4819 | 1 | PKT | 600 | 0 | Part | 18 |  | NO | NO |  | NO |  | 23-SEP-2024 11:03:13AM | [26 empty] | E1117 : Arun Kumar
After Sales | Spare |  | CON1 | AO2 Oxygen Sensor, Size-Range 0-100% | 90330000 | 1 | PCS | 1 | 2400 | Part | 18 | 0 | NO | NO |  | NO |  | 14-SEP-2023 2:28:12PM | [26 empty] | E1117 : Arun Kumar | 03-JUN-2024 10:28:03AM | H1155 : Raushan Kumar
Consumable Item | paint & acces |  | CON14 | Brasso 10 ML |  | 1 | PCS | 83 | 0 | Part | 18 |  | NO | NO |  | NO |  | 12-OCT-2023 1:08:12PM | [26 empty] | E1117 : Arun Kumar
Consumable Item | paint & acces |  | CON15 | Paint Remover | 34029099 | 0 | NOS | 175 | 0 | Part | 18 | 0 | NO | NO |  | NO |  | 18-OCT-2023 5:11:54PM | [26 empty] | E1117 : Arun Kumar | 21-SEP-2024 12:01:37PM | H1155 : Raushan Kumar
Consumable Item | paint & acces |  | CON16 | Matt Black Paint Spary | 32139000 | 0 | NOS | 130 | 0 | Part | 18 |  | NO | NO |  | NO |  | 18-OCT-2023 5:50:21PM | [26 empty] | E1117 : Arun Kumar | 20-MAR-2025 10:07:29AM | H1155 : Raushan Kumar
Consumable Item | Packing |  | CON17 | FPOCRATES-45,-ODLXBXH-350X210X200,IDDIMESSIONLXBXH-305X190X190 | 392310 | 0 | PCS | 243 | 0 | Part | 18 |  | NO | NO |  | NO | Make- Nilkamal | 26-OCT-2023 2:00:12PM | [26 empty] | E1117 : Arun Kumar | 25-NOV-2023 10:33:18AM | E1117 : Arun Kumar
Consumable Item | paint & acces |  | CON18 | shampoo for leak test |  | 25 | PCS | 0.81 | 0 | Part | 18 |  | NO | NO |  | NO |  | 28-NOV-2023 4:51:28PM | [26 empty] | E1117 : Arun Kumar | 25-JAN-2025 3:46:45PM | H1155 : Raushan Kumar
Consumable Item | Drill Bit |  | CON19 | Drill Bitt 2-1/2 | 8207 | 0 | PCS | 19.74 | 0 | Part | 18 | 0 | NO | NO |  | NO |  | 04-DEC-2023 9:48:27AM | [26 empty] | E1117 : Arun Kumar | 04-FEB-2025 12:16:48PM | H1155 : Raushan Kumar
Consumable Item |  |  | CON2 | Hammer Drill 25*460mm | 82075000 | 0 | PCS | 1 | 632 | Part | 18 |  | NO | NO |  | NO |  | 15-SEP-2023 10:35:36AM | [26 empty] | E1117 : Arun Kumar | 18-APR-2024 10:03:13AM | H1155 : Raushan Kumar
Consumable Item | Drill Bit |  | CON20 | Drill Bit 15 mm | 8207 | 1 | PCS | 997.15 | 0 | Part | 18 |  | NO | NO |  | NO |  | 04-DEC-2023 9:52:55AM | [26 empty] | E1117 : Arun Kumar
Consumable Item | Drill Bit |  | CON21 | Drill Bit 16 mm | 8207 | 1 | PCS | 1184 | 0 | Part | 18 |  | NO | NO |  | NO |  | 04-DEC-2023 9:53:30AM | [26 empty] | E1117 : Arun Kumar
Consumable Item | paint & acces |  | CON22 | Silver Paint Spray |  | 0 | PCS | 150 | 0 | Part | 18 |  | NO | NO |  | NO |  | 06-DEC-2023 2:03:35PM | [26 empty] | E1117 : Arun Kumar | 22-JUN-2024 12:23:49PM | H1155 : Raushan Kumar
Consumable Item | Packing |  | CON23 | Sticker Absstem Grey |  | 22 | PCS | 60 | 0 | Part | 18 |  | NO | NO |  | NO |  | 12-DEC-2023 5:21:01PM | [26 empty] | E1117 : Arun Kumar | 09-APR-2025 2:31:39PM | H1155 : Raushan Kumar
Consumable Item | Drill Bit |  | CON24 | Drill Taps HSS M 6x1 |  | 10 | PCS | 0 | 0 | Part | 18 | 0 | NO | NO |  | NO |  | 11-JAN-2024 10:09:55AM | [26 empty] | H1155 : Raushan Kumar | 11-JAN-2024 10:33:12AM | E1117 : Arun Kumar
Consumable Item | Drill Bit |  | CON25 | Drill Taps HSS M 3/16 BSW |  | 1 | PCS | 0 | 0 | Part | 18 |  | NO | NO |  | NO |  | 11-JAN-2024 10:14:15AM | [26 empty] | E1117 : Arun Kumar | 21-MAR-2024 12:54:47PM | H1155 : Raushan Kumar
Consumable Item | Drill Bit |  | CON26 | Drill Taps HSS 12x 1/75 |  | 3 | PCS | 0 | 0 | Part | 18 |  | NO | NO |  | NO |  | 11-JAN-2024 10:15:04AM | [26 empty] | E1117 : Arun Kumar | 11-JAN-2024 10:20:12AM | E1117 : Arun Kumar
Consumable Item | Drill Bit |  | CON27 | Hand Drill Tool |  | 0 | PCS | 0 | 0 | Part | 18 |  | NO | NO |  | NO |  | 11-JAN-2024 10:19:09AM | [26 empty] | E1117 : Arun Kumar | 11-JAN-2024 10:48:39AM | E1117 : Arun Kumar
Consumable Item | paint & acces |  | CON28 | Spray Paint White RAL 9016 - 400 ML Pack | 320890 | 0 | PCS | 120 | 0 | Part | 18 |  | NO | NO |  | NO |  | 15-FEB-2024 9:33:31AM | [26 empty] | E1117 : Arun Kumar | 26-OCT-2024 12:02:52PM | H1155 : Raushan Kumar
Consumable Item | Drill Bit |  | CON29 | Step Drill |  | 0 | PCS | 0 | 0 | Part | 18 |  | NO | NO |  | NO |  | 21-FEB-2024 2:17:50PM | [26 empty] | E1117 : Arun Kumar
Consumable Item | Grease |  | CON3 | Grease for Crane |  | 0 | KG | 190 | 0 | Part | 18 |  | NO | NO |  | NO |  | 18-SEP-2023 1:48:33PM | [26 empty] | E1117 : Arun Kumar | 16-NOV-2024 11:02:28AM | H1155 : Raushan Kumar
Consumable Item | paint & acces |  | CON30 | Paint PP Traffic White | 3907 | 0 | KG | 255 | 0 | Part | 18 |  | NO | NO |  | NO |  | 26-FEB-2024 4:10:46PM | [26 empty] | E1117 : Arun Kumar | 08-JAN-2025 1:46:57PM | H1155 : Raushan Kumar
Consumable Item | paint & acces |  | CON32 | Spray Paint Blue | 3207 | 0 | PCS | 140 | 0 | Part | 18 |  | NO | NO |  | NO |  | 01-APR-2024 9:24:59AM | [26 empty] | E1117 : Arun Kumar | 22-JUN-2024 12:23:49PM | H1155 : Raushan Kumar
Consumable Item | Welding |  | CON33 | Welding Glass |  | 7 | PCS | 10 | 0 | Part | 18 | 0 | NO | NO |  | NO |  | 12-APR-2024 2:09:13PM | [26 empty] | E1117 : Arun Kumar | 07-APR-2025 3:02:37PM | H1155 : Raushan Kumar
Consumable Item | paint & acces |  | CON34 | Flap Disc wheel 4 inch | 1209 | 52 | PCS | 35 | 0 | Part | 18 |  | NO | NO |  | NO |  | 12-APR-2024 3:19:45PM | [26 empty] | E1117 : Arun Kumar | 07-JUN-2025 10:23:45AM | H1155 : Raushan Kumar
Consumable Item | Stickers |  | CON35 | Sticker Absstem Reinventing performance with logo |  | 21 | PCS | 100 | 0 | Part | 18 | 0 | NO | NO |  | NO |  | 24-APR-2024 2:52:27PM | [26 empty] | E1117 : Arun Kumar | 09-APR-2025 2:31:39PM | H1155 : Raushan Kumar
Consumable Item | Packing |  | CON36 | Tarpaulin Size 12 ft x 15 ft - Tirpal | 3214 | 0 | PCS | 480 | 0 | Part | 18 |  | NO | NO |  | NO |  | 29-APR-2024 1:52:28PM | [26 empty] | E1117 : Arun Kumar | 29-APR-2024 4:36:10PM | H1155 : Raushan Kumar
Consumable Item | Packing |  | CON37 | Corrugated Box absstem 705x570x415 mm |  | 176 | PCS | 220 | 0 | Part | 18 |  | NO | NO |  | NO |  | 07-MAY-2024 11:48:34AM | [26 empty] | E1117 : Arun Kumar | 08-FEB-2025 11:31:20AM | H1155 : Raushan Kumar
Consumable Item | Packing |  | CON38 | Corrugated Box absstem 440 x330x 240 mm |  | 108 | PCS | 80 | 0 | Part | 18 |  | NO | NO |  | NO |  | 07-MAY-2024 11:49:08AM | [26 empty] | E1117 : Arun Kumar | 20-MAR-2025 11:24:17AM | H1155 : Raushan Kumar
Consumable Item | Packing |  | CON39 | Corrugated Box absstem 310 x150 x75 mm |  | 122 | PCS | 40 | 0 | Part | 18 | 0 | NO | NO |  | NO |  | 07-MAY-2024 11:49:46AM | [26 empty] | E1117 : Arun Kumar | 06-MAY-2025 10:00:35AM | E1117 : Arun Kumar
Consumable Item | Drill Bit |  | CON4 | Star Type Drill bit |  | 7 | PCS | 40 | 0 | Part | 18 |  | NO | NO |  | NO |  | 18-SEP-2023 1:57:05PM | [26 empty] | E1117 : Arun Kumar | 21-MAR-2025 10:07:09AM | H1155 : Raushan Kumar
Consumable Item | Welding |  | CON40 | Welding google White | 85171129 | 6 | PCS | 60 | 0 | Part | 18 | 0 | NO | NO |  | NO |  | 16-MAY-2024 2:04:48PM | [26 empty] | E1117 : Arun Kumar | 31-MAR-2025 10:02:14AM | H1155 : Raushan Kumar
Consumable Item | Welding |  | CON41 | Welding google Black | 85171129 | 11 | PCS | 60 | 0 | Part | 18 | 0 | NO | NO |  | NO |  | 16-MAY-2024 2:05:34PM | [26 empty] | E1117 : Arun Kumar | 29-JAN-2025 2:37:31PM | H1155 : Raushan Kumar
Consumable Item | Welding |  | CON42 | Welding Halmet | 82057000 | 1 | PCS | 150 | 0 | Part | 18 | 0 | NO | NO |  | NO |  | 16-MAY-2024 2:06:30PM | [26 empty] | E1117 : Arun Kumar | 16-DEC-2024 10:35:30AM | H1155 : Raushan Kumar
Consumable Item | Welding |  | CON43 | Welding leather Gloves P | 42032910 | 1 | SET | 150 | 0 | Part | 18 | 0 | NO | NO |  | NO |  | 16-MAY-2024 2:08:44PM | [26 empty] | E1117 : Arun Kumar | 01-APR-2025 4:46:53PM | H1155 : Raushan Kumar
Consumable Item | Welding |  | CON44 | Welding Leather Apron | 82031000 | 0 | PCS | 250 | 0 | Part | 18 | 0 | NO | NO |  | NO |  | 16-MAY-2024 2:09:28PM | [26 empty] | E1117 : Arun Kumar | 25-JAN-2025 3:47:37PM | H1155 : Raushan Kumar
Consumable Item | paint & acces |  | CON45 | White chowk | 39269099 | 1 | PKT | 10 | 0 | Part | 18 |  | NO | NO |  | NO |  | 16-MAY-2024 2:15:17PM | [26 empty] | E1117 : Arun Kumar | 16-MAY-2024 2:51:48PM | E1117 : Arun Kumar
Consumable Item | paint & acces |  | CON46 | SILETI | 8205700 | 0 | PKT | 10 | 0 | Part | 18 |  | NO | NO |  | NO |  | 16-MAY-2024 2:16:09PM | [26 empty] | E1117 : Arun Kumar | 16-MAY-2024 2:51:48PM | E1117 : Arun Kumar
Consumable Item | paint & acces |  | CON47 | Lock 50 MM | 72339310 | 0 | PCS | 50 | 0 | Part | 18 |  | NO | NO |  | NO |  | 16-MAY-2024 2:17:53PM | [26 empty] | E1117 : Arun Kumar | 06-MAR-2025 12:30:53PM | H1155 : Raushan Kumar
Consumable Item | paint & acces |  | CON48 | Dhaga | 52042090 | 0 | PKT | 20 | 0 | Part | 18 |  | NO | NO |  | NO |  | 16-MAY-2024 2:19:53PM | [26 empty] | E1117 : Arun Kumar | 16-MAY-2024 2:51:48PM | E1117 : Arun Kumar
Consumable Item | paint & acces |  | CON49 | NATIONAL GREEN SPRAY PAINT 400ML |  | 0 | PCS | 0 | 0 | Part | 18 | 0 | NO | NO |  | NO |  | 01-JUN-2024 12:09:22PM | [26 empty] | H1155 : Raushan Kumar | 04-SEP-2024 12:40:52PM | E1117 : Arun Kumar
Consumable Item | Stickers |  | CON50 | Stickers Medo 210X115 |  | 4 |  | 1 | 0 | Part | 18 |  | NO | NO |  | NO |  | 17-JUN-2024 10:34:05AM | [26 empty] | H1155 : Raushan Kumar | 09-APR-2025 2:31:39PM | H1155 : Raushan Kumar
Consumable Item | Stickers |  | CON51 | Stickr Absstem Healthcare |  | 6 |  | 40 | 0 | Part | 18 | 0 | NO | NO |  | NO |  | 17-JUN-2024 10:41:30AM | [26 empty] | H1155 : Raushan Kumar | 09-APR-2025 2:31:39PM | H1155 : Raushan Kumar
Consumable Item | Stickers |  | CON52 | Sticker NGEN Red |  | 14 | PCS | 52 | 0 | Part | 18 | 0 | NO | NO |  | NO |  | 05-JUL-2024 4:50:06PM | [26 empty] | H1155 : Raushan Kumar | 19-MAR-2025 2:24:07PM | H1155 : Raushan Kumar
Consumable Item | Stickers |  | CON53 | Sticker Industrial Nitrogen Generator Red |  | 15 | PCS | 130 | 0 | Part | 18 | 0 | NO | NO |  | NO |  | 05-JUL-2024 4:58:29PM | [26 empty] | H1155 : Raushan Kumar | 19-MAR-2025 2:24:07PM | H1155 : Raushan Kumar
Consumable Item | Drill Bit |  | CON54 | Drill Bit Chuck Chuck Adapter Converter Quick Change 1/4 Inch | 84669310 | 0 | NOS | 329.66 | 0 | Part | 18 |  | NO | NO |  | NO |  | 23-JUL-2024 10:48:29AM | [26 empty] | E1117 : Arun Kumar | 23-JUL-2024 1:05:30PM | H1155 : Raushan Kumar
Consumable Item | Drill Bit |  | CON55 | HSS Hole Saw 12-50mm Kit | 82051000 | 0 | SET | 1673.77 | 0 | Part | 18 |  | NO | NO |  | NO |  | 23-JUL-2024 10:50:51AM | Spec | uptodateproducts 12 PCS HSS Hole Saw 12-50mm Kit Drill Bit Set High Speed Steel Hole Cutter with Arbor Tooth Cutting Opener Drill Bit for Stainless Steel,Copper, Iron and Metal Plastic Drywall ¦ B0D3LNHTCC ( skusa3 ) | [24 empty] | E1117 : Arun Kumar | 22-AUG-2024 9:40:48AM | E1117 : Arun Kumar
Consumable Item | Stickers |  | CON56 | Sticker Absstem Industrial |  | 19 | PCS | 18 | 0 | Part | 18 |  | NO | NO |  | NO |  | 02-AUG-2024 5:25:02PM | [26 empty] | H1155 : Raushan Kumar | 19-MAR-2025 2:24:07PM | H1155 : Raushan Kumar
Consumable Item | Stickers |  | CON57 | Sticker Industrial Oxygen Generator Red |  | 25 | PCS | 1 | 0 | Part | 18 |  | NO | NO |  | NO |  | 02-AUG-2024 5:27:57PM | [26 empty] | H1155 : Raushan Kumar | 13-FEB-2025 12:01:43PM | H1155 : Raushan Kumar
Consumable Item | Stickers |  | CON58 | Sticker Medical Oxygen Generator Green |  | 15 | PCS | 1 | 0 | Part | 18 |  | NO | NO |  | NO |  | 02-AUG-2024 5:30:11PM | [26 empty] | H1155 : Raushan Kumar | 09-APR-2025 2:31:39PM | H1155 : Raushan Kumar
Consumable Item | Stickers |  | CON59 | Sticker, Cabinet Gauge Green |  | 34 | PCS | 1 | 0 | Part | 18 |  | NO | NO |  | NO |  | 02-AUG-2024 5:31:27PM | [26 empty] | H1155 : Raushan Kumar | 09-APR-2025 2:31:39PM | H1155 : Raushan Kumar
Consumable Item | Welding |  | CON60 | Welding Holder Set | 8515 | 0 | SET | 440 | 0 | Part | 18 |  | NO | NO |  | NO |  | 27-AUG-2024 9:21:46AM | [26 empty] | E1117 : Arun Kumar | 08-FEB-2025 12:54:30PM | H1155 : Raushan Kumar
Consumable Item | GAS |  | CON61 | N2 Cylinder |  | 0 | NOS | 1000 | 0 | Part | 18 |  | NO | NO |  | NO |  | 27-AUG-2024 11:23:11AM | [26 empty] | E1117 : Arun Kumar | 04-SEP-2024 9:27:49AM | H1155 : Raushan Kumar
Consumable Item | paint & acces |  | CON62 | Grinder send Paper | 6804 | 10 | PCS | 15 | 0 | Part | 18 |  | NO | NO |  | NO |  | 05-OCT-2024 11:47:43AM | [26 empty] | E1117 : Arun Kumar
Consumable Item | Stickers |  | CON63 | For Medical Name Plate for project / machine MOC - SS Size 60 x 120 mm |  | 161 | PCS | 100 | 0 | Part | 18 |  | NO | NO |  | NO |  | 07-OCT-2024 2:34:08PM | [26 empty] | E1117 : Arun Kumar | 05-JUN-2025 11:52:08AM | H1155 : Raushan Kumar
Consumable Item | Stickers |  | CON64 | For Medical Pressure Vessel name plate MOC - SS Size 60 x 120 mm |  | 81 | PCS | 100 | 0 | Part | 18 |  | NO | NO |  | NO |  | 07-OCT-2024 2:36:50PM | [26 empty] | E1117 : Arun Kumar | 05-JUN-2025 11:52:08AM | H1155 : Raushan Kumar
Consumable Item | Stickers |  | CON65 | PM Cares Name Plate SS |  | 9 | PCS | 0 | 0 | Part | 18 |  | NO | NO |  | NO |  | 07-OCT-2024 2:46:59PM | [26 empty] | E1117 : Arun Kumar | 07-OCT-2024 2:47:52PM | E1117 : Arun Kumar
Consumable Item | Packing |  | CON66 | Empty Drum ZMS 125 Kg Tin Drum |  | 0 | PCS | 0 | 0 | Part | 18 | 0 | NO | NO |  | NO |  | 16-OCT-2024 12:28:51PM | [26 empty] | E1117 : Arun Kumar | 04-DEC-2024 10:01:48AM | E1117 : Arun Kumar
Consumable Item | Packing |  | CON67 | EP Foam BOX 1350 x 600 | 3919 | 6 | NOS | 1100 | 0 | Part | 18 |  | NO | NO |  | NO |  | 12-NOV-2024 2:47:39PM | [26 empty] | E1117 : Arun Kumar | 31-MAR-2025 9:58:18AM | H1155 : Raushan Kumar
Consumable Item | Packing |  | CON68 | EP Foam Box 650 x300 | 3919 | 7 | NOS | 850 | 0 | Part | 18 |  | NO | NO |  | NO |  | 12-NOV-2024 2:48:07PM | [26 empty] | E1117 : Arun Kumar | 31-MAR-2025 10:00:14AM | H1155 : Raushan Kumar
Consumable Item | paint & acces |  | CON69 | Yellow Paint | 3207 | 0 | LTR | 288 | 0 | Part | 18 |  | NO | NO |  | NO |  | 14-NOV-2024 3:01:43PM | [26 empty] | E1117 : Arun Kumar | 12-FEB-2025 4:16:26PM | H1155 : Raushan Kumar
Consumable Item | paint & acces |  | CON70 | Tarpine Oil Can | 3805 | 0 | NOS | 300 | 0 | Part | 18 |  | NO | NO |  | NO |  | 14-NOV-2024 3:02:35PM | [26 empty] | E1117 : Arun Kumar | 12-FEB-2025 4:16:26PM | H1155 : Raushan Kumar
Consumable Item | Grease |  | CON71 | Hydrolic 68 Oil | 2710 | 0 | NOS | 180 | 0 | Part | 18 |  | NO | NO |  | NO |  | 15-NOV-2024 4:05:02PM | [26 empty] | E1117 : Arun Kumar | 16-NOV-2024 11:02:29AM | H1155 : Raushan Kumar
Consumable Item | Welding |  | CON72 | LPG Can 220g | 2711 | 0 | NOS | 90 | 0 | Part | 18 |  | NO | NO |  | NO |  | 20-NOV-2024 9:59:07AM | [26 empty] | E1117 : Arun Kumar | 20-NOV-2024 5:02:05PM | H1155 : Raushan Kumar
Consumable Item | Welding |  | CON73 | Pin Valve for refrigeration | 8481 | 5 | NOS | 70 | 0 | Part | 18 |  | NO | NO |  | NO |  | 20-NOV-2024 10:00:30AM | [26 empty] | E1117 : Arun Kumar | 28-MAY-2025 12:49:29PM | H1155 : Raushan Kumar
Consumable Item | Welding |  | CON74 | Brazing Rod MOC- Copper | 74072990 | 0 | KG | 1800 | 0 | Part | 18 |  | NO | NO |  | NO |  | 20-NOV-2024 10:02:11AM | [26 empty] | E1117 : Arun Kumar | 20-NOV-2024 5:02:05PM | H1155 : Raushan Kumar
Consumable Item | Welding |  | CON75 | Fluxes Powder for brazing | 3810 | 0 | NOS | 50 | 0 | Part | 18 |  | NO | NO |  | NO |  | 20-NOV-2024 10:17:46AM | [26 empty] | E1117 : Arun Kumar | 20-NOV-2024 5:02:05PM | H1155 : Raushan Kumar
Consumable Item | Stickers |  | CON76 | Sticker Helium Recovery System |  | 0 | PCS | 200 | 0 | Part | 18 |  | NO | NO |  | NO |  | 04-DEC-2024 3:52:56PM | [26 empty] | E1117 : Arun Kumar | 06-DEC-2024 1:55:31PM | H1155 : Raushan Kumar
Consumable Item | Stickers |  | CON77 | Sticker HEREX |  | 0 | PCS | 150 | 0 | Part | 18 |  | NO | NO |  | NO |  | 04-DEC-2024 3:53:58PM | [26 empty] | E1117 : Arun Kumar | 06-DEC-2024 1:55:31PM | H1155 : Raushan Kumar
Consumable Item | paint & acces |  | CON78 | Spray Paint Grey | 3207 | 0 | PCS | 150 | 0 | Part | 18 |  | NO | NO |  | NO |  | 10-DEC-2024 9:57:43AM | [26 empty] | E1117 : Arun Kumar | 10-DEC-2024 11:32:12AM | H1155 : Raushan Kumar
Consumable Item | Stickers |  | CON79 | Sticker MIX GAS TANK Blue |  | 3 | PCS | 300 | 0 | Part | 18 |  | NO | NO |  | NO |  | 11-DEC-2024 9:40:36AM | [26 empty] | E1117 : Arun Kumar | 11-DEC-2024 9:46:29AM | E1117 : Arun Kumar
Consumable Item | Stickers |  | CON80 | Sticker MIXING TANK Blue |  | 3 | PCS | 300 | 0 | Part | 18 |  | NO | NO |  | NO |  | 11-DEC-2024 9:41:30AM | [26 empty] | E1117 : Arun Kumar | 11-DEC-2024 9:46:29AM | E1117 : Arun Kumar
Consumable Item | Stickers |  | CON81 | Sticker VACUUM TANK Blue |  | 3 | PCS | 300 | 0 | Part | 18 |  | NO | NO |  | NO |  | 11-DEC-2024 9:42:42AM | [26 empty] | E1117 : Arun Kumar | 11-DEC-2024 9:46:29AM | E1117 : Arun Kumar
Consumable Item | Stickers |  | CON82 | Sticker Arrow Black |  | 77 | PCS | 43.48 | 0 | Part | 18 |  | NO | NO |  | NO |  | 11-DEC-2024 9:43:08AM | [26 empty] | E1117 : Arun Kumar | 30-DEC-2024 4:39:27PM | H1155 : Raushan Kumar
Consumable Item | Welding |  | CON83 | Gas Cutting's Nozzle | 8468 | 0 | PCS | 180 | 0 | Part | 18 |  | NO | NO |  | NO |  | 16-DEC-2024 3:16:53PM | [26 empty] | E1117 : Arun Kumar | 05-MAY-2025 11:25:21AM | H1155 : Raushan Kumar
Consumable Item | GAS |  | CON84 | CALIBRATION MIXTURE | 280429 | 1 | NOS | 1550 | 0 | Part | 18 |  | NO | NO |  | NO |  | 25-JAN-2025 12:16:37PM | [26 empty] | E1117 : Arun Kumar
Consumable Item | GAS |  | CON85 | CYLINDER | 280429 | 0 | NOS | 5500 | 0 | Part | 18 |  | NO | NO |  | NO |  | 25-JAN-2025 12:17:40PM | [26 empty] | E1117 : Arun Kumar | 05-MAY-2025 10:29:01AM | E1117 : Arun Kumar
Consumable Item | Welding |  | CON86 | Ear Plug | 40169970 | 0 | PCS | 9 | 0 | Part | 18 |  | NO | NO |  | NO |  | 03-FEB-2025 9:37:28AM | [26 empty] | E1117 : Arun Kumar | 03-MAR-2025 10:21:02AM | H1155 : Raushan Kumar
Dispatch | Courier Service |  | D1 | Courier Service | 9968 | 7 | Bundel | 14543.75 | 0 | Part | 18 | 0 | NO | NO |  | YES |  | 14-AUG-2024 10:33:51AM | [26 empty] | E1117 : Arun Kumar | 09-OCT-2024 2:13:31PM | E1117 : Arun Kumar
Asset | NOTEBOOK |  | DIARY | DIARY |  | 0 | PCS | 0 | 0 | FA | 18 |  | NO | NO |  | NO |  | 08-JAN-2025 5:15:18PM | [26 empty] | E1073 : ABS1004
Dress | T-Shirt |  | DRS1 | T-Shirt,S,Half Sleeves,Navy Blue,Collar,Cotton,Absstem Logo | 6109 | 56 | NOS | 525 | 0 | RAW | 18 | 0 | YES | YES |  | NO |  | 23-APR-2025 2:55:49AM | [26 empty] | E1002 : Pradeep Sati | 21-MAR-2026 10:56:50AM | E1107 : Abhishek Mishra
Dress | Shirt |  | DRS10 | Shirt,SF,Full Sleeves,Sky Blue,Collar,Cotton,Absstem Logo | 6109 | 0 | NOS | 0 | 0 | RAW | 18 | 0 | YES | YES |  | NO |  | 23-APR-2025 2:55:49AM | [26 empty] | E1002 : Pradeep Sati
Dress | Shoes |  | DRS11 | Shoes,Safety,6,Black,Synthetic Leather,Apache | 6403 | 0 | NOS | 0 | 0 | RAW | 18 | 0 | YES | YES |  | NO |  | 26-JUN-2025 11:27:44PM | [26 empty] | E1002 : Pradeep Sati
Dress | Shoes |  | DRS12 | Shoes,Safety,7,Black,Synthetic Leather,Apache | 6403 | 0 | NOS | 0 | 0 | RAW | 18 | 0 | YES | YES |  | NO |  | 26-JUN-2025 11:27:44PM | [26 empty] | E1002 : Pradeep Sati
Dress | Shoes |  | DRS13 | Shoes,Safety,8,Black,Synthetic Leather,Apache | 6403 | 0 | NOS | 0 | 0 | RAW | 18 | 0 | YES | YES |  | NO |  | 26-JUN-2025 11:27:44PM | [26 empty] | E1002 : Pradeep Sati
Dress | Shoes |  | DRS14 | Shoes,Safety,9,Black,Synthetic Leather,Apache | 6403 | 0 | NOS | 0 | 0 | RAW | 18 | 0 | YES | YES |  | NO |  | 26-JUN-2025 11:27:44PM | [26 empty] | E1002 : Pradeep Sati
Dress | T-Shirt |  | DRS15 | T-Shirt,XXL,Half Sleeves,Navy Blue,Coller,Cotton,Absstem Logo | 6109 | 20 | NOS | 440 | 0 | RAW | 18 | 0 | YES | YES |  | NO |  | 09-APR-2026 2:49:49PM | [26 empty] | E1002 : Pradeep Sati
Dress | T-Shirt |  | DRS2 | T-Shirt,M,Half Sleeves,Navy Blue,Collar,Cotton,Absstem Logo | 6109 | 62 | NOS | 525 | 0 | RAW | 18 | 0 | YES | YES |  | NO |  | 23-APR-2025 2:55:49AM | [26 empty] | E1002 : Pradeep Sati | 11-JUN-2026 5:33:16PM | H1160 : retired admin
Dress | T-Shirt |  | DRS3 | T-Shirt,L,Half Sleeves,Navy Blue,Collar,Cotton,Absstem Logo | 6109 | 55 | NOS | 440 | 0 | RAW | 18 | 0 | YES | YES |  | NO |  | 23-APR-2025 2:55:49AM | [26 empty] | E1002 : Pradeep Sati | 21-MAR-2026 10:56:50AM | E1107 : Abhishek Mishra
Dress | T-Shirt |  | DRS4 | T-Shirt,XL,Half Sleeves,Navy Blue,Collar,Cotton,Absstem Logo | 6109 | 33 | NOS | 440 | 0 | RAW | 18 | 0 | YES | YES |  | NO |  | 23-APR-2025 2:55:49AM | [26 empty] | E1002 : Pradeep Sati | 06-JUN-2026 1:39:42PM | H1160 : retired admin
Dress | T-Shirt |  | DRS5 | T-Shirt,SF,Half Sleeves,Navy Blue,Collar,Cotton,Absstem Logo | 6109 | 21 | NOS | 440 | 0 | RAW | 18 | 0 | YES | YES |  | NO |  | 23-APR-2025 2:55:49AM | [26 empty] | E1002 : Pradeep Sati | 21-MAR-2026 10:56:50AM | E1107 : Abhishek Mishra
Dress | Shirt |  | DRS6 | Shirt,S,Full Sleeves,Sky Blue,Collar,Cotton,Absstem Logo | 6109 | 0 | NOS | 0 | 0 | RAW | 18 | 0 | YES | YES |  | NO |  | 23-APR-2025 2:55:49AM | [26 empty] | E1002 : Pradeep Sati
Dress | Shirt |  | DRS7 | Shirt,M,Full Sleeves,Sky Blue,Collar,Cotton,Absstem Logo | 6109 | 0 | NOS | 0 | 0 | RAW | 18 | 0 | YES | YES |  | NO |  | 23-APR-2025 2:55:49AM | [26 empty] | E1002 : Pradeep Sati
Dress | Shirt |  | DRS8 | Shirt,L,Full Sleeves,Sky Blue,Collar,Cotton,Absstem Logo | 6109 | 0 | NOS | 0 | 0 | RAW | 18 | 0 | YES | YES |  | NO |  | 23-APR-2025 2:55:49AM | [26 empty] | E1002 : Pradeep Sati
Dress | Shirt |  | DRS9 | Shirt,XL,Full Sleeves,Sky Blue,Collar,Cotton,Absstem Logo | 6109 | 0 | NOS | 0 | 0 | RAW | 18 | 0 | YES | YES |  | NO |  | 23-APR-2025 2:55:49AM | [26 empty] | E1002 : Pradeep Sati
Electrical Item |  |  | EC1 | Connector (230V-240V 50/60HZ) |  | 0 | PCS |  | 1 | Part | 18 |  | NO | NO |  | NO | Model- Ax65-30-11-08 30-45 KW | 04-AUG-2023 1:10:58PM | [26 empty] | E1117 : Arun Kumar
Electrical Item |  |  | EC10 | 2+2, 16 AMP MODULER TYPE BOARD |  | 0 | PCS |  | 1 | Part | 18 |  | NO | NO |  | NO |  | 19-AUG-2023 12:44:08PM | [26 empty] | E1117 : Arun Kumar
Electrical Item | controller |  | EC100 | PPM Analyzer | 9029 | 0 | PCS | 12000 | 0 | Part | 18 |  | NO | NO |  | NO |  | 18-FEB-2025 11:30:14AM | [26 empty] | E1117 : Arun Kumar | 05-MAY-2025 10:29:01AM | E1117 : Arun Kumar
Electrical Item | controller |  | EC101 | HMI LCD Display 7 inch 1024x600 RS232/RS485 SKU/ 353-DMG10600T070-A5WTC | 85312000 | 0 | NOS | 4225 | 0 | Part | 18 |  | NO | YES |  | NO |  | 12-MAR-2025 4:00:55PM | [26 empty] | E1117 : Arun Kumar | 05-MAY-2025 10:29:01AM | E1117 : Arun Kumar
Electrical Item | controller | MITSUBISHI | EC102 | HMI Model- GS2107-WTBD-N Make - MITSUBISHI | 85389000 | 1 | NOS | 14200 | 0 | Part | 18 | 0 | NO | NO |  | NO |  | 29-MAR-2025 11:30:31AM | [26 empty] | E1117 : Arun Kumar | 12-MAY-2025 3:25:49PM | E1117 : Arun Kumar
Electrical Item | controller | MITSUBISHI | EC103 | PLC, Programmable Controller Model- FX5U-32MR-ES Make- MITSUBISHI | 85371000 | 0 | NOS | 22725 | 0 | Part | 18 | 0 | NO | YES |  | NO |  | 29-MAR-2025 11:32:00AM | [26 empty] | E1117 : Arun Kumar | 12-MAY-2025 3:25:49PM | E1117 : Arun Kumar
Electrical Item | controller | MITSUBISHI | EC104 | PLC, Programmable Controller's Analog input block Model-FX5-8AD Make-MITSUBISHI | 85389000 | 0 | NOS | 19737 | 0 | Part | 18 | 0 | NO | YES |  | NO |  | 29-MAR-2025 11:34:25AM | [26 empty] | E1117 : Arun Kumar | 12-MAY-2025 3:25:49PM | E1117 : Arun Kumar
Electrical Item | controller | MITSUBISHI | EC105 | Addon o/p card Model- FX5-16EYR-ES Make- MITSUBISHI | 85389000 | 0 | NOS | 6256 | 0 | Part | 18 | 0 | NO | YES |  | NO |  | 29-MAR-2025 11:35:31AM | [26 empty] | E1117 : Arun Kumar | 14-MAY-2025 3:50:24PM | H1155 : Raushan Kumar
Electrical Item |  |  | EC11 | 2+2, 6 AMP MODULER TYPE |  | 0 | PCS |  | 1 | Part | 18 |  | NO | NO |  | NO |  | 19-AUG-2023 12:44:43PM | [26 empty] | E1117 : Arun Kumar
Electrical Item |  |  | EC12 | 4+1 6 AMP MODULER TYPE BOARD |  | 0 | PCS |  | 1 | Part | 18 |  | NO | NO |  | NO |  | 19-AUG-2023 12:45:14PM | [26 empty] | E1117 : Arun Kumar
Electrical Item |  |  | EC13 | MCB 32 AMP SINGLE POLE |  | 1 | PCS |  | 1 | Part | 18 |  | NO | NO |  | NO |  | 19-AUG-2023 12:45:49PM | [26 empty] | E1117 : Arun Kumar | 07-OCT-2024 4:56:38PM | E1117 : Arun Kumar
Electrical Item |  |  | EC14 | MCB 16 AMP SINGLE POLE |  | 0 | PCS |  | 1 | Part | 18 |  | NO | NO |  | NO |  | 19-AUG-2023 12:46:21PM | [26 empty] | E1117 : Arun Kumar
Electrical Item |  |  | EC15 | 4+1 6 AMP BOARD MODULER TYPE |  | 0 | PCS |  | 1 | Part | 18 |  | NO | NO |  | NO |  | 19-AUG-2023 12:46:48PM | [26 empty] | E1117 : Arun Kumar
Electrical Item |  |  | EC16 | 4+2 6 AMP BOARD MODULER TYPE |  | 0 | PCS |  | 1 | Part | 18 |  | NO | NO |  | NO |  | 19-AUG-2023 12:55:14PM | [26 empty] | E1117 : Arun Kumar
Electrical Item |  |  | EC17 | 6+1 AMP BOARD MODULER TYPE |  | 0 | PCS |  | 1 | Part | 18 |  | NO | NO |  | NO |  | 19-AUG-2023 12:58:14PM | [26 empty] | E1117 : Arun Kumar
Electrical Item |  |  | EC18 | 5+1 6 AMP BOARD MODULER TYPE |  | 0 | PCS |  | 2 | Part | 18 |  | NO | NO |  | NO |  | 19-AUG-2023 12:59:50PM | [26 empty] | E1117 : Arun Kumar
Electrical Item |  |  | EC19 | B-13''*12'' LENGTH MODULER TYPE BOARD (UNDER GROUND) |  | 0 | PCS |  | 2 | Part | 18 |  | NO | NO |  | NO |  | 19-AUG-2023 1:01:43PM | [26 empty] | E1117 : Arun Kumar
Electrical Item |  |  | EC2 | ABB NC Block |  | 0 | PCS |  | 1 | Part | 18 |  | NO | NO |  | NO |  | 04-AUG-2023 2:25:02PM | [26 empty] | E1143 : AT-EMP-033
Electrical Item |  |  | EC20 | 9+4 6AMP MODULER TYPE BOARD ( UNDER GROUND) |  | 0 | PCS |  | 1 | Part | 18 |  | NO | NO |  | NO |  | 21-AUG-2023 11:57:44AM | [26 empty] | H1155 : Raushan Kumar
Electrical Item |  |  | EC21 | POWER BOARD MODULER TYRE (8+1 UNDEGROUND ONLY PLATE+20 |  | 0 | PCS |  | 10 | Part | 18 |  | NO | NO |  | NO |  | 21-AUG-2023 12:10:10PM | [26 empty] | H1155 : Raushan Kumar
Electrical Item |  |  | EC22 | PVC TAPE (R YB) |  | 0 | PCS |  | 1 | Part | 18 |  | NO | NO |  | NO |  | 21-AUG-2023 12:13:04PM | [26 empty] | H1155 : Raushan Kumar
Electrical Item |  |  | EC23 | 8"W*4" L BOARD MODULER TYPE (UNDE GROUND) |  | 0 | PCS |  | 2 | Part | 18 |  | NO | NO |  | NO |  | 21-AUG-2023 12:23:43PM | [26 empty] | H1155 : Raushan Kumar
Electrical Item | Switchs |  | EC24 | SWITCH 1 Way 6AMP ( Modular) |  | 9 | PCS | 50 | 100 | Part | 18 | 0 | NO | NO |  | NO |  | 21-AUG-2023 12:24:58PM | [26 empty] | H1155 : Raushan Kumar | 27-JUL-2024 10:07:26AM | H1155 : Raushan Kumar
Electrical Item |  |  | EC25 | SOCKET 5 PIN 6AMP |  | 0 | PCS |  | 25 | Part | 18 |  | NO | NO |  | NO |  | 21-AUG-2023 12:25:55PM | [26 empty] | H1155 : Raushan Kumar
Electrical Item |  |  | EC26 | SOCKET 5 PIN 16 AMP |  | 0 | PCS | 67.8 | 10 | Part | 18 |  | NO | NO |  | NO |  | 21-AUG-2023 12:26:59PM | [26 empty] | H1155 : Raushan Kumar | 10-APR-2024 12:03:55PM | H1155 : Raushan Kumar
Electrical Item |  |  | EC27 | SWITCH 16AMP |  | 0 | PCS |  | 15 | Part | 18 |  | NO | NO |  | NO |  | 21-AUG-2023 12:28:04PM | [26 empty] | H1155 : Raushan Kumar
Electrical Item | Wires |  | EC28 | POLYCAB COPPER WIRE 4 CORE 2.5 SQ MM |  | 0 | Bundel | 1 | 2 | Part | 18 | 0 | NO | NO |  | NO |  | 21-AUG-2023 12:29:45PM | [26 empty] | H1155 : Raushan Kumar | 24-JUL-2024 12:17:30PM | E1117 : Arun Kumar
Electrical Item | Wires |  | EC29 | POLYCAB COPPER WIRE 3 CORE 6SQ MM |  | 0 | Bundel | 0 | 2 | Part | 18 | 0 | NO | NO |  | NO |  | 21-AUG-2023 12:31:23PM | [26 empty] | H1155 : Raushan Kumar | 24-JUL-2024 12:17:42PM | E1117 : Arun Kumar
Electrical Item |  |  | EC3 | ABB NC block (Connector) CAL5X |  | 0 | PCS |  | 1 | Part | 18 | 0 | NO | NO |  | NO |  | 04-AUG-2023 2:40:51PM | [26 empty] | E1143 : AT-EMP-033 | 22-AUG-2023 11:46:03AM | E1117 : Arun Kumar
Electrical Item | Wires |  | EC30 | POLYCAB COPPER WIRE 3 CORE 4SQ MM |  | 0 | Bundel | 0 | 12 | Part | 18 | 0 | NO | NO |  | NO |  | 21-AUG-2023 12:32:43PM | [26 empty] | H1155 : Raushan Kumar | 24-JUL-2024 12:18:11PM | E1117 : Arun Kumar
Electrical Item | Wires |  | EC31 | POLYCAB COPPER WIRE 1.5 SQ MM (RED+BLACK) |  | 0 | MTR | 0 | 1 | Part | 18 | 0 | NO | NO |  | NO |  | 21-AUG-2023 12:34:21PM | [26 empty] | H1155 : Raushan Kumar | 24-JUL-2024 12:18:26PM | E1117 : Arun Kumar
Electrical Item | Wires |  | EC32 | POLYCAB COPPER WIRE 1.5 SQ MM(YELLOW) |  | 0 | Bundel | 0 | 1 | Part | 18 | 0 | NO | NO |  | NO |  | 21-AUG-2023 12:35:49PM | [26 empty] | H1155 : Raushan Kumar | 24-JUL-2024 12:19:11PM | E1117 : Arun Kumar
Electrical Item | MCB/ MCCB |  | EC33 | MCCB 100AMP (NO need if pre fixed in Compressor panel) |  | 0 | PCS | 0 | 1 | Part | 18 | 0 | NO | NO |  | NO |  | 21-AUG-2023 12:39:05PM | [26 empty] | H1155 : Raushan Kumar | 14-OCT-2024 3:17:04PM | H1155 : Raushan Kumar
Electrical Item |  |  | EC34 | BUSBAR PANEL 3PHASE +NUTRAL 100 AMP (45KW) |  | 0 | PCS |  | 1 | Part | 18 | 0 | NO | NO |  | NO |  | 21-AUG-2023 12:40:36PM | [26 empty] | H1155 : Raushan Kumar | 22-AUG-2023 11:46:37AM | E1117 : Arun Kumar
Electrical Item |  |  | EC35 | 4 CORE COPPER CABLE 35 SQ MM |  | 0 | MTR |  | 30 | Part | 18 |  | NO | NO |  | NO |  | 21-AUG-2023 12:41:58PM | [26 empty] | H1155 : Raushan Kumar
Electrical Item |  |  | EC36 | CONDUIT PIPE 25 MM |  | 0 | Bundel |  | 2 | Part | 18 |  | NO | NO |  | NO |  | 21-AUG-2023 12:42:55PM | [26 empty] | H1155 : Raushan Kumar
Electrical Item |  |  | EC37 | BAND ELBOW 25 MM |  | 0 | PCS |  | 20 | Part | 18 |  | NO | NO |  | NO |  | 21-AUG-2023 12:43:47PM | [26 empty] | H1155 : Raushan Kumar
Electrical Item |  |  | EC38 | CONDUIT PIPE 50 MM |  | 0 | FEET |  | 30 | Part | 18 |  | NO | NO |  | NO |  | 21-AUG-2023 12:44:39PM | [26 empty] | H1155 : Raushan Kumar
Factory maint | Electrical Item |  | EC39 | PVC clip | 8487 | 5 | PKT | 25 | 3 | Part | 18 | 0 | NO | NO |  | NO |  | 21-AUG-2023 12:45:31PM | [26 empty] | H1155 : Raushan Kumar | 25-APR-2024 2:30:15PM | H1155 : Raushan Kumar
Electrical Item |  |  | EC4 | MCB BOX 10 WAY (Box only) |  | 0 | PCS |  | 1 | Part | 18 |  | NO | NO |  | NO |  | 14-AUG-2023 3:25:24PM | [26 empty] | E1117 : Arun Kumar
Electrical Item |  |  | EC40 | SCREW CROSS TYPE (FOR SWITCH BOARD ) |  | 0 | PKT |  | 2 | Part | 18 |  | NO | NO |  | NO |  | 21-AUG-2023 12:47:06PM | [26 empty] | H1155 : Raushan Kumar
Electrical Item |  |  | EC41 | CLAMP 25 MM (FOR CONDUIT PIPE) MS |  | 0 | PKT |  | 2 | Part | 18 |  | NO | NO |  | NO |  | 21-AUG-2023 12:48:28PM | [26 empty] | H1155 : Raushan Kumar
Electrical Item |  |  | EC42 | CLAMP 50 MM (FOR CONDUIT PIPE) MS |  | 26 | PKT | 10 | 1 | Part | 18 |  | NO | NO |  | NO |  | 21-AUG-2023 12:49:45PM | [26 empty] | H1155 : Raushan Kumar | 07-JUN-2025 2:43:14PM | H1155 : Raushan Kumar
Electrical Item |  |  | EC43 | 15" X 13 MM HAMMER DRILL BIT |  | 0 | PCS | 150 | 2 | Part | 18 |  | NO | NO |  | NO |  | 21-AUG-2023 12:51:53PM | [26 empty] | H1155 : Raushan Kumar | 18-MAY-2024 9:19:39AM | H1155 : Raushan Kumar
Electrical Item |  |  | EC44 | SCREW BIT FREE SIZE |  | 0 | PCS |  | 3 | Part | 18 | 0 | NO | NO |  | NO |  | 21-AUG-2023 12:53:49PM | [26 empty] | H1155 : Raushan Kumar | 22-AUG-2023 11:47:10AM | E1117 : Arun Kumar
Electrical Item | Dryer IR |  | EC45 | CUTTING WHEELS 4 " |  | 0 | PCS | 0 | 10 | Part | 18 | 0 | NO | NO |  | NO |  | 21-AUG-2023 12:55:02PM | [26 empty] | H1155 : Raushan Kumar | 20-MAR-2024 2:28:24PM | E1117 : Arun Kumar
Electrical Item |  |  | EC46 | LADDER 12 FT FOLDABLE |  | 0 | PCS |  | 3 | Part | 18 |  | NO | NO |  | NO |  | 21-AUG-2023 12:56:14PM | [26 empty] | H1155 : Raushan Kumar
Electrical Item | MCB/ MCCB |  | EC47 | MCCB P4 160 Amp |  | 0 | PCS | 0 | 1 | Part | 18 | 0 | NO | NO |  | NO |  | 18-SEP-2023 12:14:30PM | [26 empty] | E1117 : Arun Kumar | 07-OCT-2024 5:21:27PM | E1117 : Arun Kumar
Electrical Item | Panels |  | EC48 | Switch Over Panel ( SOP) |  | 29 | PCS | 1 | 1 | Part | 18 | 0 | NO | NO |  | NO |  | 18-SEP-2023 12:16:35PM | [26 empty] | E1117 : Arun Kumar | 03-SEP-2024 10:47:06AM | H1155 : Raushan Kumar
Electrical Item |  |  | EC49 | Pressure Switch with assembly (0 to 30 Bar) |  | 0 | SET |  | 1 | Part | 18 |  | NO | NO |  | NO |  | 18-SEP-2023 12:19:02PM | [26 empty] | E1117 : Arun Kumar
Electrical Item |  |  | EC5 | OPEN TYPE MODULER BOARD |  | 0 | PCS |  | 1 | Part | 18 | 0 | NO | NO |  | NO |  | 14-AUG-2023 3:26:40PM | [26 empty] | E1117 : Arun Kumar | 22-AUG-2023 4:50:49PM | E1117 : Arun Kumar
Electrical Item | PVC Conduit fittings |  | EC50 | Gland (PG9) |  | 11 | PCS | 25.3 | 1 | Part | 18 | 0 | NO | NO |  | NO |  | 18-SEP-2023 12:24:32PM | [26 empty] | E1117 : Arun Kumar | 23-SEP-2024 9:45:31AM | E1117 : Arun Kumar
After Sales | Spare |  | EC51 | Electrical Drain (1/2") | 84818030 | 3 | PCS | 900 | 1 | Part | 18 | 0 | NO | NO |  | NO |  | 18-SEP-2023 12:25:46PM | [26 empty] | E1117 : Arun Kumar | 03-JUN-2025 10:33:00AM | H1155 : Raushan Kumar
Electrical Item |  |  | EC52 | Wire Single Core (1mm*1 SQM) |  | 0 | MTR |  | 1 | Part | 18 |  | NO | NO |  | NO |  | 18-SEP-2023 12:28:11PM | [26 empty] | E1117 : Arun Kumar
Electrical Item | PVC Conduit fittings |  | EC53 | PVC Pipe |  | 0 | Bundel | 1350 | 0 | Part | 18 |  | NO | NO |  | NO |  | 18-SEP-2023 1:51:41PM | [26 empty] | E1117 : Arun Kumar
Electrical Item | PVC Conduit fittings |  | EC54 | PVC Band |  | 24 | PCS | 9.38 | 0 | Part | 18 |  | NO | NO |  | NO |  | 18-SEP-2023 1:53:53PM | [26 empty] | E1117 : Arun Kumar
Electrical Item | PVC Conduit fittings |  | EC55 | PVC J Box |  | 2 | PCS | 105 | 0 | Part | 18 |  | NO | NO |  | NO |  | 18-SEP-2023 1:54:55PM | [26 empty] | E1117 : Arun Kumar
Electrical Item | controller |  | EC56 | PCB Card | 9029 | 0 | PCS | 14200 | 0 | Part | 18 | 0 | NO | NO |  | NO |  | 19-SEP-2023 5:17:54PM | [26 empty] | E1117 : Arun Kumar | 06-JUN-2025 5:07:31PM | H1155 : Raushan Kumar
Electrical Item | Capacit |  | EC57 | Capacitor 102 AEC |  | 0 | PCS | 1 | 0 | Part | 18 |  | NO | NO |  | NO |  | 19-SEP-2023 5:22:15PM | [26 empty] | E1117 : Arun Kumar | 03-OCT-2024 10:13:10AM | H1155 : Raushan Kumar
Electrical Item | Capacit |  | EC58 | Diode |  | 2 | PCS | 1 | 0 | Part | 18 |  | NO | NO |  | NO |  | 19-SEP-2023 5:24:02PM | [26 empty] | E1117 : Arun Kumar | 08-OCT-2024 12:35:42PM | E1117 : Arun Kumar
Electrical Item | Switchs |  | EC59 | Relay 12 AMP 24VDC 5 Pin Make- Omron | 85365090 | 0 | PCS | 90 | 0 | Part | 18 |  | NO | NO |  | NO |  | 30-SEP-2023 11:51:33AM | [26 empty] | E1117 : Arun Kumar
Electrical Item |  |  | EC6 | ETPN 32, 25 AMP (MCB 4 Pole) |  | 0 | PCS |  | 1 | Part | 18 |  | NO | NO |  | NO |  | 14-AUG-2023 3:27:22PM | [26 empty] | E1117 : Arun Kumar
Electrical Item | Thimbles |  | EC60 | U type thimble;1 mm |  | 946 | PCS | 1 | 0 | Part | 18 | 0 | NO | NO |  | NO |  | 20-OCT-2023 1:07:35PM | [26 empty] | E1117 : Arun Kumar | 09-SEP-2025 2:39:50PM | H1155 : Raushan Kumar
Electrical Item | controller |  | EC61 | N2 Digital Analyzer 4-20 mA, 24 Volt DC |  | 0 | PCS | 8000 | 0 | Part | 18 |  | NO | NO |  | NO |  | 06-DEC-2023 12:25:43PM | [26 empty] | E1117 : Arun Kumar | 15-MAY-2025 11:26:31AM | H1155 : Raushan Kumar
Electrical Item |  |  | EC62 | Air Compressor SM16 T |  | 0 | PCS | 500220 | 0 | Part | 18 |  | NO | NO |  | NO | Screw Air Compressor | 07-DEC-2023 3:29:38PM | TYpe | Lubricated Screw Air Compressor | Make | Kaeser | Motor | 9 KW | Model | SM 16T | Accessories | With integrated dryer | Pressure | 8 Bar | Flow | 57.21 CFM | [12 empty] | E1002 : Pradeep Sati | 29-DEC-2023 3:48:25PM | H1155 : Raushan Kumar
Electrical Item | MCB/ MCCB |  | EC63 | MCCB 3 Pole 63A | 8536 | 18 | PCS | 11850 | 0 | Part | 18 | 0 | NO | NO |  | NO |  | 08-DEC-2023 12:12:48PM | [26 empty] | E1117 : Arun Kumar | 07-OCT-2024 5:20:02PM | E1117 : Arun Kumar
Electrical Item | controller |  | EC64 | IR Compressor 37 KW -AX65-30-11 Contactor's Over Load Relay TS75 DU63 45-63 A Make ABB | 85365010 | 2 | PCS | 2286.6 | 0 | Part | 18 | 0 | NO | NO |  | NO |  | 08-DEC-2023 12:14:00PM | [26 empty] | E1117 : Arun Kumar | 03-SEP-2024 3:57:01PM | E1117 : Arun Kumar
Electrical Item |  |  | EC65 | PSA Tank Medo 9 |  | 0 | SET | 0 | 0 | Part | 18 |  | NO | NO |  | NO | Pressure Vessel MedO 9 | 13-DEC-2023 3:30:55PM | Make | Any | Volume ( Water) | 200 L | Size | ID - 400 mm/O.D- 412 mm, Shell - 1500 mm | MOC | MS- IS2062 | Working Pressure | 7 Barg | Design Pressure | 7.7 Barg | [14 empty] | E1002 : Pradeep Sati
Electrical Item | controller |  | EC66 | PPM Oxygen Transmitter Range 0-2000 PPM | 90271000 | 0 | PCS | 28000 | 0 | Part | 18 |  | NO | NO |  | NO |  | 21-DEC-2023 9:24:04AM | Make | `Technovation | Spec | Range - 0-2000 PPM Corresponding to 4-20 MA, In Aluminium Sensor Holder with Aluminium Housing, Flow Control Valve, Isolation Valve, Inlet/ Outlet Fitting for 1/8" CU Tube &amp; flow Indicatior | [22 empty] | E1117 : Arun Kumar | 22-NOV-2024 2:33:06PM | H1155 : Raushan Kumar
Electrical Item | controller |  | EC67 | PLC, Programmable Controller's Analog input block Make- MITSUBISHI ELECTRIC, Model- FX2n-8AD |  | 0 | PCS | 0 | 0 | Part | 18 |  | NO | NO |  | NO |  | 22-DEC-2023 3:40:30PM | [26 empty] | E1117 : Arun Kumar | 10-FEB-2025 11:20:51AM | H1155 : Raushan Kumar
Electrical Item | Wires |  | EC68 | Spriral Sleeve | 3917 | 2 | PKT | 250 | 0 | Part | 18 |  | NO | NO |  | NO |  | 27-DEC-2023 10:17:25AM | [26 empty] | E1117 : Arun Kumar
Electrical Item | Switchs |  | EC69 | 8M Plate |  | 2 | PCS | 210 | 0 | Part | 18 |  | NO | NO |  | NO |  | 25-JAN-2024 12:52:49PM | [26 empty] | E1117 : Arun Kumar
Electrical Item |  |  | EC7 | 2+2, 6 AMP BOARD MODULER TYPE |  | 0 | PCS |  | 1 | Part | 18 |  | NO | NO |  | NO |  | 14-AUG-2023 3:28:23PM | [26 empty] | E1117 : Arun Kumar
Electrical Item | Capacit |  | EC70 | Relay with base 8 Pin 110/120 volt AC | 8536 | 0 | SET | 350 | 0 | Part | 18 |  | NO | NO |  | NO |  | 19-FEB-2024 11:14:22AM | [26 empty] | E1117 : Arun Kumar | 15-MAY-2025 11:26:31AM | H1155 : Raushan Kumar
Electrical Item | Switchs |  | EC71 | Multi Plug Adapter 6A | 8536 | 2 | PCS | 110 | 0 | Part | 18 |  | NO | NO |  | NO |  | 28-FEB-2024 5:32:20PM | [26 empty] | E1117 : Arun Kumar
Electrical Item | controller |  | EC72 | PLC I/O Addon Card FX2N-32ER-ES/UL |  | 0 | NOS | 0 | 0 | Part | 18 |  | NO | NO |  | NO | PLC addon i/o card for n025 | 29-FEB-2024 1:53:24PM | [26 empty] | E1128 : Amit Ranga
Electrical Item | Wires |  | EC73 | Wire 4 core 1 1/5 mm | 85446090 | 43 | MTR | 63 | 0 | Part | 18 |  | NO | NO |  | NO |  | 16-MAR-2024 7:11:17AM | [26 empty] | E1117 : Arun Kumar | 23-OCT-2024 2:44:33PM | E1117 : Arun Kumar
Electrical Item | Wires |  | EC74 | Wire 4 core 4mm | 3917 | 7 | MTR | 194.5 | 0 | Part | 18 |  | NO | NO |  | NO |  | 20-MAR-2024 2:06:02PM | [26 empty] | E1117 : Arun Kumar | 24-MAY-2025 12:29:09PM | H1155 : Raushan Kumar
Electrical Item | Contactors |  | EC75 | Contactor Model/- ABB AX32-30-10 | 85365010 | 0 | PCS | 5170 | 0 | Part | 18 |  | NO | NO |  | NO |  | 03-APR-2024 12:41:42PM | [26 empty] | E1117 : Arun Kumar | 03-APR-2024 1:48:46PM | H1155 : Raushan Kumar
After Sales | Spare |  | EC76 | IR Compressor 15 KW - Contactor Model/- ABB AX32-30-01 | 85365010 | 1 | PCS | 5280 | 0 | Part | 18 | 0 | NO | NO |  | NO |  | 03-APR-2024 12:42:42PM | [26 empty] | E1117 : Arun Kumar | 07-FEB-2025 10:54:42AM | E1117 : Arun Kumar
Electrical Item | Wires |  | EC77 | Wire 12 Core 1 mm2 | 85444920 | 0 | MTR | 162 | 0 | Part | 18 | 0 | NO | NO |  | NO |  | 08-APR-2024 11:28:49AM | [26 empty] | E1117 : Arun Kumar | 23-OCT-2024 2:44:33PM | E1117 : Arun Kumar
Electrical Item | controller |  | EC78 | DOL Starter 415V AC-3 phase Power rating-3HP | 85369010 | 0 | PCS | 1949.16 | 0 | Part | 18 |  | NO | NO |  | NO |  | 09-APR-2024 10:49:50AM | [26 empty] | E1117 : Arun Kumar | 10-APR-2024 12:03:55PM | H1155 : Raushan Kumar
Electrical Item | Wires |  | EC79 | wire , 1 core 2 1/2 mm green | 85446020 | 45 | MTR | 25 | 0 | Part | 18 |  | NO | NO |  | NO |  | 09-APR-2024 10:55:27AM | [26 empty] | E1117 : Arun Kumar | 13-JUL-2024 2:17:52PM | H1155 : Raushan Kumar
Electrical Item |  |  | EC8 | 1+1 16 AMP BOARD MODULER TYPE |  | 4 | PCS | 118.65 | 1 | Part | 18 |  | NO | NO |  | NO |  | 19-AUG-2023 12:42:33PM | [26 empty] | E1117 : Arun Kumar | 27-AUG-2024 3:32:41PM | H1155 : Raushan Kumar
Electrical Item | MCB/ MCCB |  | EC80 | MCB 2 Pole 16 AMP |  | 1 | PCS | 970 | 0 | Part | 18 | 0 | NO | NO |  | NO |  | 09-APR-2024 11:11:34AM | [26 empty] | E1117 : Arun Kumar | 02-DEC-2024 3:14:52PM | E1117 : Arun Kumar
Electrical Item | Panels |  | EC81 | Electrical Panel project No- N030 | 8537 | 0 | NOS | 92250 | 0 | Part | 18 |  | NO | NO |  | NO |  | 11-APR-2024 10:12:01AM | [26 empty] | E1117 : Arun Kumar | 13-APR-2024 9:51:07AM | H1155 : Raushan Kumar
Electrical Item | Wires |  | EC82 | wire 24 core x 1 mm | 85446020 | 0 | MTR | 480 | 0 | Part | 18 |  | NO | NO |  | NO |  | 16-MAY-2024 10:25:22AM | [26 empty] | E1117 : Arun Kumar | 20-MAY-2024 2:17:23PM | H1155 : Raushan Kumar
Electrical Item | Switchs |  | EC83 | Electric LED Buzzer | 85361010 | 5 | PCS | 100 | 0 | Part | 18 |  | NO | NO |  | NO |  | 21-MAY-2024 10:28:36AM | [26 empty] | H1155 : Raushan Kumar | 05-JUN-2025 11:52:08AM | H1155 : Raushan Kumar
Asset | Tool Kit |  | EC84 | DIGITAL MULTIMETER |  | 1 | PCS | 1 | 0 | Part | 18 | 0 | NO | NO |  | NO | DMM 63+;MECO | 09-JUL-2024 3:37:22PM | [26 empty] | H1155 : Raushan Kumar | 08-MAY-2025 12:18:31PM | H1155 : Raushan Kumar
Electrical Item | Switchs |  | EC85 | Rotery Switch - 3 Way Selector Switch 6 AMP | 85361050 | 18 | PCS | 508 | 0 | Part | 18 |  | NO | NO |  | NO |  | 02-AUG-2024 9:23:08AM | [26 empty] | E1117 : Arun Kumar | 11-FEB-2025 11:15:00AM | H1155 : Raushan Kumar
Electrical Item | Thimbles |  | EC86 | U type thimble 0 point 75 | 8536 | 0 | PCS | 2.5 | 0 | Part | 18 | 0 | NO | NO |  | NO |  | 23-SEP-2024 9:49:31AM | [26 empty] | E1117 : Arun Kumar | 26-JUN-2025 12:52:41PM | H1155 : Raushan Kumar
Electrical Item | Contactors |  | EC87 | Contactor Model- AX09-30-10 Make - ABB 110 | 85365010 | 1 | PCS | 1420 | 0 | Part | 18 |  | NO | NO |  | NO |  | 25-SEP-2024 9:19:39AM | [26 empty] | E1117 : Arun Kumar
Electrical Item | controller |  | EC88 | O2 Digital Analyzer 4-20 mA, 24 Volt DC |  | 0 | PCS | 8000 | 0 | Part | 18 |  | NO | NO |  | NO |  | 26-SEP-2024 10:48:09AM | [26 empty] | E1117 : Arun Kumar | 24-APR-2025 3:39:02PM | H1155 : Raushan Kumar
Electrical Item | MCB/ MCCB |  | EC89 | MCB 1 Pole 2 AMP |  | 11 | PCS | 480 | 0 | Part | 18 |  | NO | NO |  | NO |  | 07-OCT-2024 4:59:24PM | [26 empty] | E1117 : Arun Kumar | 11-OCT-2024 2:07:42PM | H1155 : Raushan Kumar
Electrical Item |  |  | EC9 | 12+2, 6 AMP BOARD MODULER TYPE |  | 0 | PCS |  | 1 | Part | 18 |  | NO | NO |  | NO |  | 19-AUG-2023 12:43:20PM | [26 empty] | E1117 : Arun Kumar
Electrical Item | MCB/ MCCB |  | EC90 | MCB 3 Pole 20 AMP |  | 1 | PCS | 0 | 0 | Part | 18 |  | NO | NO |  | NO |  | 07-OCT-2024 5:01:38PM | [26 empty] | E1117 : Arun Kumar | 07-OCT-2024 5:05:14PM | E1117 : Arun Kumar
Electrical Item | MCB/ MCCB |  | EC91 | MCB 1 Pole 10 AMP |  | 1 | PCS | 0 | 0 | Part | 18 |  | NO | NO |  | NO |  | 07-OCT-2024 5:02:36PM | [26 empty] | E1117 : Arun Kumar | 07-OCT-2024 5:05:14PM | E1117 : Arun Kumar
Electrical Item | Contactors |  | EC92 | Over Load Relay - OLR for AX23-30-10 Make-ABB Model - TA25DU-14M | 8536 | 1 | PCS | 2170 | 0 | Part | 18 |  | NO | NO |  | NO |  | 21-NOV-2024 9:07:21AM | [26 empty] | E1117 : Arun Kumar
Electrical Item | controller |  | EC93 | Fuse terminal 10 AMP | 85389000 | 0 | NOS | 80 | 0 | Part | 18 |  | NO | NO |  | NO |  | 28-NOV-2024 10:39:08AM | [26 empty] | E1117 : Arun Kumar | 28-NOV-2024 1:39:08PM | H1155 : Raushan Kumar
Electrical Item | Panels |  | EC94 | LED Panel Indicator Orange | 85319000 | 2 | PCS | 140 | 0 | Part | 18 |  | NO | NO |  | NO |  | 28-NOV-2024 10:40:11AM | [26 empty] | E1117 : Arun Kumar
Electrical Item | Wires |  | EC95 | Ferrules 6 mm | 8538 | 1 | Bundel | 765 | 0 | Part | 18 |  | NO | NO |  | NO |  | 29-NOV-2024 10:46:15AM | [26 empty] | E1117 : Arun Kumar
Electrical Item | Contactors |  | EC96 | MSP 2p Relay's BASE 8 pin | 85364900 | 10 | PCS | 112 | 0 | Part | 18 |  | NO | NO |  | NO |  | 07-DEC-2024 11:18:53AM | [26 empty] | E1117 : Arun Kumar
Electrical Item | Panels |  | EC97 | Digital Volt-Meter Model- WL1320 Make- L/T | 90303310 | 0 | PCS | 837 | 0 | Part | 18 |  | NO | NO |  | NO |  | 07-DEC-2024 11:51:21AM | [26 empty] | E1117 : Arun Kumar | 22-FEB-2025 10:57:54AM | H1155 : Raushan Kumar
Electrical Item | Panels |  | EC98 | SHRT LINK - CW CA721/10 | 85389000 | 0 | PCS | 82 | 0 | Part | 18 |  | NO | NO |  | NO |  | 26-DEC-2024 4:02:47PM | [26 empty] | E1117 : Arun Kumar | 05-JUN-2025 12:07:23PM | H1155 : Raushan Kumar
Electrical Item | controller |  | EC99 | DEW Point Sensor Model -EE355-PA1AC0SAL-100 Make- E E With Cable |  | 0 | PCS | 25500 | 28050 | Part | 18 | 0 | NO | NO |  | NO |  | 31-DEC-2024 5:06:08PM | [26 empty] | E1117 : Arun Kumar | 11-DEC-2025 3:03:30PM | E1002 : Pradeep Sati
Electrical and Electronics | Display Screen |  | EE1 | Display Screen,HMI-GOT,Mitsubishi-GS2107-WTBD-N,,Resistive,,24 V DC | 853710 | 1 | NOS | 13500 | 0 | RAW | 18 | 0 | YES | YES |  | NO |  | 23-APR-2025 2:55:49AM | [26 empty] | E1002 : Pradeep Sati | 01-SEP-2026 5:02:21PM | H1155 : Raushan Kumar
Electrical and Electronics-Bulk | Legends |  | EE10 | Legends,R Phase,,22.5 mm,Black,Aluminium | 8538 | 0 | NOS | 0 | 0 | RAW | 18 | 0 | YES | YES |  | NO |  | 01-MAY-2025 4:03:30PM | [26 empty] | E1002 : Pradeep Sati | 05-JUN-2025 5:29:53PM | E1002 : Pradeep Sati
Electrical and Electronics | MCCB |  | EE100 | MCCB,4 Pole,160 Amp,With Handle,Schnieder,50-60 HZ | 8536 | 0 | NOS | 0 | 0 | RAW | 18 | 0 | YES | YES |  | NO |  | 07-MAY-2025 3:40:25PM | [26 empty] | E1002 : Pradeep Sati
Electrical and Electronics | Junction Box |  | EE101 | Junction Box,HENSEL - KM9105,PVC, | 85362030 | 0 | NOS | 1715 | 0 | RAW | 18 | 0 | YES | YES |  | NO |  | 07-MAY-2025 3:40:25PM | [26 empty] | E1002 : Pradeep Sati | 20-AUG-2026 9:47:38AM | H1155 : Raushan Kumar
Electrical and Electronics | Buzzer and Hooter |  | EE102 | Buzzer and Hooter,Hooter,,24 V DC,92 X 92 mm | 85361010 | 0 | NOS | 0 | 0 | RAW | 18 | 0 | YES | YES |  | NO |  | 07-MAY-2025 3:40:25PM | [26 empty] | E1002 : Pradeep Sati | 10-MAR-2026 2:49:14PM | H1155 : Raushan Kumar
Electrical and Electronics | Buzzer and Hooter |  | EE103 | Buzzer and Hooter,Buzzer with LED,Schnieder,24 V DC,Dia 22.5 mm | 85361010 | 0 | NOS | 0 | 0 | RAW | 18 | 0 | YES | YES |  | NO |  | 07-MAY-2025 3:40:25PM | [26 empty] | E1002 : Pradeep Sati | 14-JUL-2025 9:13:11AM | H1155 : Raushan Kumar
Electrical and Electronics | Buzzer and Hooter |  | EE104 | Buzzer and Hooter,Buzzer with LED,L&T,24 V DC,Dia 22.5 mm | 85361010 | 0 | NOS | 0 | 0 | RAW | 18 | 0 | YES | YES |  | NO |  | 07-MAY-2025 3:40:25PM | [26 empty] | E1002 : Pradeep Sati
Electrical and Electronics | SMPS |  | EE105 | SMPS,6.5 Amp,230 V AC,24 V DC,Meanwell | 850440 | 5 | NOS | 1588 | 0 | RAW | 18 | 0 | YES | YES |  | NO |  | 07-MAY-2025 3:40:25PM | [26 empty] | E1002 : Pradeep Sati | 09-SEP-2026 4:58:37PM | H1155 : Raushan Kumar
Electrical and Electronics | SMPS |  | EE106 | SMPS,2.5 Amp,230 V AC,24 V DC,Meanwell | 850440 | 0 | NOS | 913 | 0 | RAW | 18 | 0 | YES | YES |  | NO |  | 07-MAY-2025 3:40:25PM | [26 empty] | E1002 : Pradeep Sati | 19-DEC-2025 12:17:10PM | H1155 : Raushan Kumar
Electrical and Electronics | Servo |  | EE107 | Servo,With Oil,Servotec,50 KW | 903210 | 3 | NOS | 0 | 0 | RAW | 18 | 0 | YES | YES |  | NO |  | 07-MAY-2025 3:40:25PM | [26 empty] | E1002 : Pradeep Sati | 18-JUN-2026 1:52:09PM | H1155 : Raushan Kumar
Electrical and Electronics | Servo |  | EE108 | Servo,With Oil,Servotec,60 KW | 903210 | 0 | NOS | 0 | 0 | RAW | 18 | 0 | YES | YES |  | NO |  | 07-MAY-2025 3:40:25PM | [26 empty] | E1002 : Pradeep Sati
Electrical and Electronics | Servo |  | EE109 | Servo,With Oil,Servotec,100 KW | 903210 | 0 | NOS | 0 | 0 | RAW | 18 | 0 | YES | YES |  | NO |  | 07-MAY-2025 3:40:25PM | [26 empty] | E1002 : Pradeep Sati
Electrical and Electronics-Bulk | Legends |  | EE11 | Legends,Auto / Off / Manual,,22.5 mm,Black,Aluminium | 8538 | 0 | NOS | 0 | 0 | RAW | 18 | 0 | YES | YES |  | NO |  | 01-MAY-2025 4:03:30PM | [26 empty] | E1002 : Pradeep Sati | 05-JUN-2025 5:29:53PM | E1002 : Pradeep Sati
Electrical and Electronics | Servo |  | EE110 | Servo,With Oil,Hindustan,50 KW | 903210 | 0 | NOS | 0 | 0 | RAW | 18 | 0 | YES | YES |  | NO |  | 07-MAY-2025 3:40:25PM | [26 empty] | E1002 : Pradeep Sati
Electrical and Electronics | Servo |  | EE111 | Servo,With Oil,Servomate,50 KW | 903210 | 0 | NOS | 0 | 0 | RAW | 18 | 0 | YES | YES |  | NO |  | 07-MAY-2025 3:40:25PM | [26 empty] | E1002 : Pradeep Sati
Electrical and Electronics | Servo |  | EE112 | Servo,With Oil,Servomate,60 KW | 903210 | 0 | NOS | 0 | 0 | RAW | 18 | 0 | YES | YES |  | NO |  | 07-MAY-2025 3:40:25PM | [26 empty] | E1002 : Pradeep Sati
Electrical and Electronics | Servo |  | EE113 | Servo,With Oil,Servomate,100 KW | 903210 | 0 | NOS | 0 | 0 | RAW | 18 | 0 | YES | YES |  | NO |  | 07-MAY-2025 3:40:25PM | [26 empty] | E1002 : Pradeep Sati
Electrical and Electronics | Starter |  | EE114 | Starter,DOL,,415 V AC 3 Phase,3 HP | 85369010 | 0 | NOS | 0 | 0 | RAW | 18 | 0 | YES | YES |  | NO |  | 07-MAY-2025 3:40:25PM | [26 empty] | E1002 : Pradeep Sati
Electrical and Electronics | Starter |  | EE115 | Starter,Star Delta,,415 V AC 3 Phase,15 KW | 85369010 | 0 | NOS | 0 | 0 | RAW | 18 | 0 | YES | YES |  | NO |  | 07-MAY-2025 3:40:25PM | [26 empty] | E1002 : Pradeep Sati
Electrical and Electronics | Panel |  | EE116 | Panel,Power,Hindustan Electricals,7 KW,Single MCB, | 8537 | 0 | NOS | 0 | 0 | RAW | 18 | 0 | YES | YES |  | NO |  | 07-MAY-2025 3:40:25PM | [26 empty] | E1002 : Pradeep Sati
Electrical and Electronics | Panel |  | EE117 | Panel,Power,Hindustan Electricals,11 KW,Single MCB, | 8537 | 0 | NOS | 0 | 0 | RAW | 18 | 0 | YES | YES |  | NO |  | 07-MAY-2025 3:40:25PM | [26 empty] | E1002 : Pradeep Sati
Electrical and Electronics | Panel |  | EE118 | Panel,Power,Hindustan Electricals,20 KW,Single MCB, | 8537 | 0 | NOS | 0 | 0 | RAW | 18 | 0 | YES | YES |  | NO |  | 07-MAY-2025 3:40:25PM | [26 empty] | E1002 : Pradeep Sati
Electrical and Electronics | Panel |  | EE119 | Panel,Power,Hindustan Electricals,25 KW,Single MCB, | 8537 | 0 | NOS | 0 | 0 | RAW | 18 | 0 | YES | YES |  | NO |  | 07-MAY-2025 3:40:25PM | [26 empty] | E1002 : Pradeep Sati
Electrical and Electronics-Bulk | Legends |  | EE12 | Legends,Blower Trip,D-Type,,22.5 mm,Black,Aluminium | 8538 | 0 | NOS | 13.89 | 0 | RAW | 18 | 0 | YES | YES |  | NO |  | 07-MAY-2025 3:40:24PM | [26 empty] | E1002 : Pradeep Sati | 05-SEP-2025 12:03:43PM | H1155 : Raushan Kumar
Electrical and Electronics | Panel |  | EE120 | Panel,Power,Hindustan Electricals,30 KW,Single MCB, | 8537 | 0 | NOS | 0 | 0 | RAW | 18 | 0 | YES | YES |  | NO |  | 07-MAY-2025 3:40:25PM | [26 empty] | E1002 : Pradeep Sati
Electrical and Electronics | Panel |  | EE121 | Panel,Power,Hindustan Electricals,37 KW,Single MCB, | 8537 | 0 | NOS | 0 | 0 | RAW | 18 | 0 | YES | YES |  | NO |  | 07-MAY-2025 3:40:25PM | [26 empty] | E1002 : Pradeep Sati
Electrical and Electronics | Panel |  | EE122 | Panel,Power,Hindustan Electricals,45 KW ,Single MCB, | 8537 | 0 | NOS | 0 | 0 | RAW | 18 | 0 | YES | YES |  | NO |  | 07-MAY-2025 3:40:25PM | [26 empty] | E1002 : Pradeep Sati
Electrical and Electronics | Panel |  | EE123 | Panel,Power,Hindustan Electricals,90 KW,Single MCB, | 8537 | 0 | NOS | 0 | 0 | RAW | 18 | 0 | YES | YES |  | NO |  | 07-MAY-2025 3:40:25PM | [26 empty] | E1002 : Pradeep Sati
Electrical and Electronics | Panel |  | EE124 | Panel,Power,Hindustan Electricals,7 KW,Double MCB, | 8537 | 0 | NOS | 0 | 0 | RAW | 18 | 0 | YES | YES |  | NO |  | 07-MAY-2025 3:40:25PM | [26 empty] | E1002 : Pradeep Sati
Electrical and Electronics | Panel |  | EE125 | Panel,Power,Hindustan Electricals,11 KW,Double MCB, | 8537 | 0 | NOS | 0 | 0 | RAW | 18 | 0 | YES | YES |  | NO |  | 07-MAY-2025 3:40:25PM | [26 empty] | E1002 : Pradeep Sati
Electrical and Electronics | Panel |  | EE126 | Panel,Power,Hindustan Electricals,20 KW,Double MCB, | 8537 | 14 | NOS | 0 | 0 | RAW | 18 | 0 | YES | YES |  | NO |  | 07-MAY-2025 3:40:25PM | [26 empty] | E1002 : Pradeep Sati | 11-APR-2026 11:59:43AM | H1155 : Raushan Kumar
Electrical and Electronics | Panel |  | EE127 | Panel,Power,Hindustan Electricals,25 KW,Double MCB, | 8537 | 5 | NOS | 0 | 0 | RAW | 18 | 0 | YES | YES |  | NO |  | 07-MAY-2025 3:40:26PM | [26 empty] | E1002 : Pradeep Sati | 31-JUL-2026 3:29:23PM | H1155 : Raushan Kumar
Electrical and Electronics | Panel |  | EE128 | Panel,Power,Hindustan Electricals,30 KW,Double MCB, | 8537 | 0 | NOS | 0 | 0 | RAW | 18 | 0 | YES | YES |  | NO |  | 07-MAY-2025 3:40:26PM | [26 empty] | E1002 : Pradeep Sati | 15-SEP-2025 11:51:05AM | H1155 : Raushan Kumar
Electrical and Electronics | Panel |  | EE129 | Panel,Power,Hindustan Electricals,37 KW,Double MCB, | 8537 | 0 | NOS | 0 | 0 | RAW | 18 | 0 | YES | YES |  | NO |  | 07-MAY-2025 3:40:26PM | [26 empty] | E1002 : Pradeep Sati | 15-SEP-2025 11:51:05AM | H1155 : Raushan Kumar
Electrical and Electronics-Bulk | Legends |  | EE13 | Legends,Compressor Trip,D-Type,,22.5 mm,Black,Aluminium | 8538 | 0 | NOS | 13.89 | 0 | RAW | 18 | 0 | YES | YES |  | NO |  | 07-MAY-2025 3:40:24PM | [26 empty] | E1002 : Pradeep Sati | 05-SEP-2025 12:03:43PM | H1155 : Raushan Kumar
Electrical and Electronics | Panel |  | EE130 | Panel,Power,Hindustan Electricals,45 KW ,Double MCB, | 8537 | 0 | NOS | 0 | 0 | RAW | 18 | 0 | YES | YES |  | NO |  | 07-MAY-2025 3:40:26PM | [26 empty] | E1002 : Pradeep Sati | 06-SEP-2025 5:38:31PM | H1155 : Raushan Kumar
Electrical and Electronics | Panel |  | EE131 | Panel,Power,Hindustan Electricals,90 KW,Double MCB, | 8537 | 0 | NOS | 0 | 0 | RAW | 18 | 0 | YES | YES |  | NO |  | 07-MAY-2025 3:40:26PM | [26 empty] | E1002 : Pradeep Sati
Electrical and Electronics | Panel |  | EE132 | Panel,Switch Over,Hindustan Electricals,230 VAC,, | 8537 | 6 | NOS | 0 | 0 | RAW | 18 | 0 | YES | YES |  | NO |  | 07-MAY-2025 3:40:26PM | [26 empty] | E1002 : Pradeep Sati | 06-AUG-2026 3:25:11PM | E1107 : Abhishek Mishra
Electrical and Electronics-Bulk | PVC Tape |  | EE133 | PVC Tape,Red,18 mm x 6 M | 8546 | 265 | NOS | 0 | 0 | RAW | 18 | 0 | YES | YES |  | NO |  | 07-MAY-2025 3:40:26PM | [26 empty] | E1002 : Pradeep Sati | 29-AUG-2026 3:02:42PM | H1155 : Raushan Kumar
Electrical and Electronics-Bulk | PVC Tape |  | EE134 | PVC Tape,Yellow,18 mm x 6 M | 8546 | 295 | NOS | 0 | 0 | RAW | 18 | 0 | YES | YES |  | NO |  | 07-MAY-2025 3:40:26PM | [26 empty] | E1002 : Pradeep Sati | 29-AUG-2026 3:02:42PM | H1155 : Raushan Kumar
Electrical and Electronics-Bulk | PVC Tape |  | EE135 | PVC Tape,Black,18 mm x 6 M | 8546 | 2 | NOS | 9 | 0 | RAW | 18 | 0 | YES | YES |  | NO |  | 07-MAY-2025 3:40:26PM | [26 empty] | E1002 : Pradeep Sati | 09-SEP-2026 4:58:37PM | H1155 : Raushan Kumar
Electrical and Electronics-Bulk | PVC Tape |  | EE136 | PVC Tape,Blue,18 mm x 6 M | 8546 | 369 | NOS | 0 | 0 | RAW | 18 | 0 | YES | YES |  | NO |  | 07-MAY-2025 3:40:26PM | [26 empty] | E1002 : Pradeep Sati | 31-AUG-2026 2:09:45PM | H1155 : Raushan Kumar
Electrical and Electronics-Bulk | PVC Tape |  | EE137 | PVC Tape,Green,18 mm x 6 M | 8546 | 26 | NOS | 9 | 0 | RAW | 18 | 0 | YES | YES |  | NO |  | 07-MAY-2025 3:40:26PM | [26 empty] | E1002 : Pradeep Sati | 29-AUG-2026 3:02:42PM | H1155 : Raushan Kumar
Electrical and Electronics | UPS |  | EE138 | UPS,Online,ACP ,1000 VA,230 VAC | 8504 | 0 | NOS | 0 | 0 | RAW | 18 | 0 | YES | YES |  | NO |  | 07-MAY-2025 3:40:26PM | [26 empty] | E1002 : Pradeep Sati
Electrical and Electronics | UPS |  | EE139 | UPS,Online,Microtek,1000 VA,230 VAC | 8504 | 0 | NOS | 4661 | 0 | RAW | 18 | 0 | YES | YES |  | NO |  | 07-MAY-2025 3:40:26PM | [26 empty] | E1002 : Pradeep Sati | 14-JUL-2025 5:32:51PM | E1117 : Arun Kumar
Electrical and Electronics-Bulk | Legends |  | EE14 | Legends,Compressor On,D-Type,,22.5 mm,Black,Aluminium | 8538 | 0 | NOS | 13.89 | 0 | RAW | 18 | 0 | YES | YES |  | NO |  | 07-MAY-2025 3:40:24PM | [26 empty] | E1002 : Pradeep Sati | 05-SEP-2025 12:03:43PM | H1155 : Raushan Kumar
Electrical and Electronics | UPS |  | EE140 | UPS,Online,Delta,1000 VA,230 VAC | 8504 | 0 | NOS | 0 | 0 | RAW | 18 | 0 | YES | YES |  | NO |  | 07-MAY-2025 3:40:26PM | [26 empty] | E1002 : Pradeep Sati | 18-NOV-2025 12:44:05PM | H1155 : Raushan Kumar
Electrical and Electronics | UPS |  | EE141 | UPS,Offline,Microtek,1000 VA,230 VAC | 8504 | 0 | NOS | 4328.3 | 0 | RAW | 18 | 0 | YES | YES |  | NO |  | 07-MAY-2025 3:40:26PM | [26 empty] | E1002 : Pradeep Sati | 05-SEP-2026 9:39:28AM | H1155 : Raushan Kumar
Electrical and Electronics-Bulk | Ferrule |  | EE142 | Ferrule,Wire,Blank,PVC,White,,3 mm Dia | 8536 | 0 | NOS | 0 | 0 | RAW | 18 | 0 | YES | YES |  | NO |  | 07-MAY-2025 3:40:26PM | [26 empty] | E1002 : Pradeep Sati | 20-AUG-2025 3:06:41PM | H1155 : Raushan Kumar
Electrical and Electronics-Bulk | Ferrule |  | EE143 | Ferrule,Tape,Blank,PVC,White,PT-912W,12 mm X 16 m | 8536 | 0 | NOS | 0 | 0 | RAW | 18 | 0 | YES | YES |  | NO |  | 07-MAY-2025 3:40:26PM | [26 empty] | E1002 : Pradeep Sati | 09-JUN-2025 12:39:52AM | E1002 : Pradeep Sati
Electrical and Electronics-Bulk | Ferrule |  | EE144 | Ferrule,Wire - Printed,0,PVC,Yellow,,1 mm2 | 8536 | 0 | NOS | 0 | 0 | RAW | 18 | 0 | YES | YES |  | NO |  | 07-MAY-2025 3:40:26PM | [26 empty] | E1002 : Pradeep Sati | 09-JUN-2025 12:39:52AM | E1002 : Pradeep Sati
Electrical and Electronics-Bulk | Ferrule |  | EE145 | Ferrule,Wire - Printed,1,PVC,Yellow,,1 mm2 | 8536 | 0 | NOS | 0 | 0 | RAW | 18 | 0 | YES | YES |  | NO |  | 07-MAY-2025 3:40:26PM | [26 empty] | E1002 : Pradeep Sati | 09-JUN-2025 12:39:52AM | E1002 : Pradeep Sati
Electrical and Electronics-Bulk | Ferrule |  | EE146 | Ferrule,Wire - Printed,2,PVC,Yellow,,1 mm2 | 8536 | 0 | NOS | 0 | 0 | RAW | 18 | 0 | YES | YES |  | NO |  | 07-MAY-2025 3:40:26PM | [26 empty] | E1002 : Pradeep Sati | 09-JUN-2025 12:39:52AM | E1002 : Pradeep Sati
Electrical and Electronics-Bulk | Ferrule |  | EE147 | Ferrule,Wire - Printed,3,PVC,Yellow,,1 mm2 | 8536 | 0 | NOS | 0 | 0 | RAW | 18 | 0 | YES | YES |  | NO |  | 07-MAY-2025 3:40:26PM | [26 empty] | E1002 : Pradeep Sati | 09-JUN-2025 12:39:52AM | E1002 : Pradeep Sati
Electrical and Electronics-Bulk | Ferrule |  | EE148 | Ferrule,Wire - Printed,4,PVC,Yellow,,1 mm2 | 8536 | 0 | NOS | 0 | 0 | RAW | 18 | 0 | YES | YES |  | NO |  | 07-MAY-2025 3:40:26PM | [26 empty] | E1002 : Pradeep Sati | 09-JUN-2025 12:39:52AM | E1002 : Pradeep Sati
Electrical and Electronics-Bulk | Ferrule |  | EE149 | Ferrule,Wire - Printed,5,PVC,Yellow,,1 mm2 | 8536 | 0 | NOS | 0 | 0 | RAW | 18 | 0 | YES | YES |  | NO |  | 07-MAY-2025 3:40:26PM | [26 empty] | E1002 : Pradeep Sati | 09-JUN-2025 12:39:52AM | E1002 : Pradeep Sati
Electrical and Electronics-Bulk | Legends |  | EE15 | Legends,Blower On,D-Type,,22.5 mm,Black,Aluminium | 8538 | 0 | NOS | 13.89 | 0 | RAW | 18 | 0 | YES | YES |  | NO |  | 07-MAY-2025 3:40:24PM | [26 empty] | E1002 : Pradeep Sati | 05-SEP-2025 12:03:43PM | H1155 : Raushan Kumar
Electrical and Electronics-Bulk | Ferrule |  | EE150 | Ferrule,Wire - Printed,6,PVC,Yellow,,1 mm2 | 8536 | 0 | NOS | 0 | 0 | RAW | 18 | 0 | YES | YES |  | NO |  | 07-MAY-2025 3:40:26PM | [26 empty] | E1002 : Pradeep Sati | 09-JUN-2025 12:39:52AM | E1002 : Pradeep Sati
Electrical and Electronics-Bulk | Ferrule |  | EE151 | Ferrule,Wire - Printed,7,PVC,Yellow,,1 mm2 | 8536 | 0 | NOS | 0 | 0 | RAW | 18 | 0 | YES | YES |  | NO |  | 07-MAY-2025 3:40:26PM | [26 empty] | E1002 : Pradeep Sati | 09-JUN-2025 12:39:52AM | E1002 : Pradeep Sati
Electrical and Electronics-Bulk | Ferrule |  | EE152 | Ferrule,Wire - Printed,8,PVC,Yellow,,1 mm2 | 8536 | 0 | NOS | 0 | 0 | RAW | 18 | 0 | YES | YES |  | NO |  | 07-MAY-2025 3:40:26PM | [26 empty] | E1002 : Pradeep Sati | 09-JUN-2025 12:39:52AM | E1002 : Pradeep Sati
Electrical and Electronics-Bulk | Ferrule |  | EE153 | Ferrule,Wire - Printed,9,PVC,Yellow,,1 mm2 | 8536 | 0 | NOS | 0 | 0 | RAW | 18 | 0 | YES | YES |  | NO |  | 07-MAY-2025 3:40:26PM | [26 empty] | E1002 : Pradeep Sati | 09-JUN-2025 12:39:52AM | E1002 : Pradeep Sati
Electrical and Electronics-Bulk | Ferrule |  | EE154 | Ferrule,Wire - Printed,A,PVC,Yellow,,1 mm2 | 8536 | 0 | NOS | 0 | 0 | RAW | 18 | 0 | YES | YES |  | NO |  | 07-MAY-2025 3:40:26PM | [26 empty] | E1002 : Pradeep Sati | 09-JUN-2025 12:39:52AM | E1002 : Pradeep Sati
Electrical and Electronics-Bulk | Ferrule |  | EE155 | Ferrule,Wire - Printed,B,PVC,Yellow,,1 mm2 | 8536 | 0 | NOS | 0 | 0 | RAW | 18 | 0 | YES | YES |  | NO |  | 07-MAY-2025 3:40:26PM | [26 empty] | E1002 : Pradeep Sati | 09-JUN-2025 12:39:52AM | E1002 : Pradeep Sati
Electrical and Electronics-Bulk | Ferrule |  | EE156 | Ferrule,Wire - Printed,C,PVC,Yellow,,1 mm2 | 8536 | 0 | NOS | 0 | 0 | RAW | 18 | 0 | YES | YES |  | NO |  | 07-MAY-2025 3:40:26PM | [26 empty] | E1002 : Pradeep Sati | 09-JUN-2025 12:39:52AM | E1002 : Pradeep Sati
Electrical and Electronics-Bulk | Ferrule |  | EE157 | Ferrule,Wire - Printed,D,PVC,Yellow,,1 mm2 | 8536 | 0 | NOS | 0 | 0 | RAW | 18 | 0 | YES | YES |  | NO |  | 07-MAY-2025 3:40:26PM | [26 empty] | E1002 : Pradeep Sati | 09-JUN-2025 12:39:52AM | E1002 : Pradeep Sati
Electrical and Electronics-Bulk | Ferrule |  | EE158 | Ferrule,Wire - Printed,E,PVC,Yellow,,1 mm2 | 8536 | 0 | NOS | 0 | 0 | RAW | 18 | 0 | YES | YES |  | NO |  | 07-MAY-2025 3:40:26PM | [26 empty] | E1002 : Pradeep Sati | 09-JUN-2025 12:39:52AM | E1002 : Pradeep Sati
Electrical and Electronics-Bulk | Ferrule |  | EE159 | Ferrule,Wire - Printed,F,PVC,Yellow,,1 mm2 | 8536 | 0 | NOS | 0 | 0 | RAW | 18 | 0 | YES | YES |  | NO |  | 07-MAY-2025 3:40:26PM | [26 empty] | E1002 : Pradeep Sati | 09-JUN-2025 12:39:52AM | E1002 : Pradeep Sati
Electrical and Electronics-Bulk | Legends |  | EE16 | Legends,Y Phase,D-Type,,22.5 mm,Black,Aluminium | 8538 | 5 | NOS | 13.89 | 0 | RAW | 18 | 0 | YES | YES |  | NO |  | 07-MAY-2025 3:40:24PM | [26 empty] | E1002 : Pradeep Sati | 17-NOV-2025 5:52:20PM | E1002 : Pradeep Sati
Electrical and Electronics-Bulk | Ferrule |  | EE160 | Ferrule,Wire - Printed,G,PVC,Yellow,,1 mm2 | 8536 | 0 | NOS | 0 | 0 | RAW | 18 | 0 | YES | YES |  | NO |  | 07-MAY-2025 3:40:26PM | [26 empty] | E1002 : Pradeep Sati | 09-JUN-2025 12:39:52AM | E1002 : Pradeep Sati
Electrical and Electronics-Bulk | Ferrule |  | EE161 | Ferrule,Wire - Printed,H,PVC,Yellow,,1 mm2 | 8536 | 0 | NOS | 0 | 0 | RAW | 18 | 0 | YES | YES |  | NO |  | 07-MAY-2025 3:40:26PM | [26 empty] | E1002 : Pradeep Sati | 09-JUN-2025 12:39:52AM | E1002 : Pradeep Sati
Electrical and Electronics-Bulk | Ferrule |  | EE162 | Ferrule,Wire - Printed,I,PVC,Yellow,,1 mm2 | 8536 | 0 | NOS | 0 | 0 | RAW | 18 | 0 | YES | YES |  | NO |  | 07-MAY-2025 3:40:26PM | [26 empty] | E1002 : Pradeep Sati | 09-JUN-2025 12:39:52AM | E1002 : Pradeep Sati
Electrical and Electronics-Bulk | Ferrule |  | EE163 | Ferrule,Wire - Printed,J,PVC,Yellow,,1 mm2 | 8536 | 0 | NOS | 0 | 0 | RAW | 18 | 0 | YES | YES |  | NO |  | 07-MAY-2025 3:40:26PM | [26 empty] | E1002 : Pradeep Sati | 09-JUN-2025 12:39:52AM | E1002 : Pradeep Sati
Electrical and Electronics-Bulk | Ferrule |  | EE164 | Ferrule,Wire - Printed,K,PVC,Yellow,,1 mm2 | 8536 | 0 | NOS | 0 | 0 | RAW | 18 | 0 | YES | YES |  | NO |  | 07-MAY-2025 3:40:26PM | [26 empty] | E1002 : Pradeep Sati | 09-JUN-2025 12:39:52AM | E1002 : Pradeep Sati
Electrical and Electronics-Bulk | Ferrule |  | EE165 | Ferrule,Wire - Printed,L,PVC,Yellow,,1 mm2 | 8536 | 0 | NOS | 0 | 0 | RAW | 18 | 0 | YES | YES |  | NO |  | 07-MAY-2025 3:40:26PM | [26 empty] | E1002 : Pradeep Sati | 09-JUN-2025 12:39:52AM | E1002 : Pradeep Sati
Electrical and Electronics-Bulk | Ferrule |  | EE166 | Ferrule,Wire - Printed,M,PVC,Yellow,,1 mm2 | 8536 | 0 | NOS | 0 | 0 | RAW | 18 | 0 | YES | YES |  | NO |  | 07-MAY-2025 3:40:26PM | [26 empty] | E1002 : Pradeep Sati | 09-JUN-2025 12:39:52AM | E1002 : Pradeep Sati
Electrical and Electronics-Bulk | Ferrule |  | EE167 | Ferrule,Wire - Printed,N,PVC,Yellow,,1 mm2 | 8536 | 0 | NOS | 0 | 0 | RAW | 18 | 0 | YES | YES |  | NO |  | 07-MAY-2025 3:40:26PM | [26 empty] | E1002 : Pradeep Sati | 09-JUN-2025 12:39:52AM | E1002 : Pradeep Sati
Electrical and Electronics-Bulk | Ferrule |  | EE168 | Ferrule,Wire - Printed,O,PVC,Yellow,,1 mm2 | 8536 | 0 | NOS | 0 | 0 | RAW | 18 | 0 | YES | YES |  | NO |  | 07-MAY-2025 3:40:26PM | [26 empty] | E1002 : Pradeep Sati | 09-JUN-2025 12:39:52AM | E1002 : Pradeep Sati
Electrical and Electronics-Bulk | Ferrule |  | EE169 | Ferrule,Wire - Printed,P,PVC,Yellow,,1 mm2 | 8536 | 0 | NOS | 0 | 0 | RAW | 18 | 0 | YES | YES |  | NO |  | 07-MAY-2025 3:40:26PM | [26 empty] | E1002 : Pradeep Sati | 09-JUN-2025 12:39:52AM | E1002 : Pradeep Sati
Electrical and Electronics-Bulk | Legends |  | EE17 | Legends,B Phase,D-Type,,22.5 mm,Black,Aluminium | 8538 | 5 | NOS | 13.89 | 0 | RAW | 18 | 0 | YES | YES |  | NO |  | 07-MAY-2025 3:40:24PM | [26 empty] | E1002 : Pradeep Sati | 17-NOV-2025 5:52:20PM | E1002 : Pradeep Sati
Electrical and Electronics-Bulk | Ferrule |  | EE170 | Ferrule,Wire - Printed,Q,PVC,Yellow,,1 mm2 | 8536 | 0 | NOS | 0 | 0 | RAW | 18 | 0 | YES | YES |  | NO |  | 07-MAY-2025 3:40:26PM | [26 empty] | E1002 : Pradeep Sati | 09-JUN-2025 12:39:52AM | E1002 : Pradeep Sati
Electrical and Electronics-Bulk | Ferrule |  | EE171 | Ferrule,Wire - Printed,R,PVC,Yellow,,1 mm2 | 8536 | 0 | NOS | 0 | 0 | RAW | 18 | 0 | YES | YES |  | NO |  | 07-MAY-2025 3:40:26PM | [26 empty] | E1002 : Pradeep Sati | 09-JUN-2025 12:39:52AM | E1002 : Pradeep Sati
Electrical and Electronics-Bulk | Ferrule |  | EE172 | Ferrule,Wire - Printed,S,PVC,Yellow,,1 mm2 | 8536 | 0 | NOS | 0 | 0 | RAW | 18 | 0 | YES | YES |  | NO |  | 07-MAY-2025 3:40:26PM | [26 empty] | E1002 : Pradeep Sati | 09-JUN-2025 12:39:52AM | E1002 : Pradeep Sati
Electrical and Electronics-Bulk | Ferrule |  | EE173 | Ferrule,Wire - Printed,T,PVC,Yellow,,1 mm2 | 8536 | 0 | NOS | 0 | 0 | RAW | 18 | 0 | YES | YES |  | NO |  | 07-MAY-2025 3:40:26PM | [26 empty] | E1002 : Pradeep Sati | 09-JUN-2025 12:39:53AM | E1002 : Pradeep Sati
Electrical and Electronics-Bulk | Ferrule |  | EE174 | Ferrule,Wire - Printed,U,PVC,Yellow,,1 mm2 | 8536 | 0 | NOS | 0 | 0 | RAW | 18 | 0 | YES | YES |  | NO |  | 07-MAY-2025 3:40:26PM | [26 empty] | E1002 : Pradeep Sati | 09-JUN-2025 12:39:53AM | E1002 : Pradeep Sati
Electrical and Electronics-Bulk | Ferrule |  | EE175 | Ferrule,Wire - Printed,V,PVC,Yellow,,1 mm2 | 8536 | 0 | NOS | 0 | 0 | RAW | 18 | 0 | YES | YES |  | NO |  | 07-MAY-2025 3:40:26PM | [26 empty] | E1002 : Pradeep Sati | 09-JUN-2025 12:39:53AM | E1002 : Pradeep Sati
Electrical and Electronics-Bulk | Ferrule |  | EE176 | Ferrule,Wire - Printed,W,PVC,Yellow,,1 mm2 | 8536 | 0 | NOS | 0 | 0 | RAW | 18 | 0 | YES | YES |  | NO |  | 07-MAY-2025 3:40:26PM | [26 empty] | E1002 : Pradeep Sati | 09-JUN-2025 12:39:53AM | E1002 : Pradeep Sati
Electrical and Electronics-Bulk | Ferrule |  | EE177 | Ferrule,Wire - Printed,X,PVC,Yellow,,1 mm2 | 8536 | 0 | NOS | 0 | 0 | RAW | 18 | 0 | YES | YES |  | NO |  | 07-MAY-2025 3:40:26PM | [26 empty] | E1002 : Pradeep Sati | 09-JUN-2025 12:39:53AM | E1002 : Pradeep Sati
Electrical and Electronics-Bulk | Ferrule |  | EE178 | Ferrule,Wire - Printed,Y,PVC,Yellow,,1 mm2 | 8536 | 0 | NOS | 0 | 0 | RAW | 18 | 0 | YES | YES |  | NO |  | 07-MAY-2025 3:40:26PM | [26 empty] | E1002 : Pradeep Sati | 09-JUN-2025 12:39:53AM | E1002 : Pradeep Sati
Electrical and Electronics-Bulk | Ferrule |  | EE179 | Ferrule,Wire - Printed,Z,PVC,Yellow,,1 mm2 | 8536 | 0 | NOS | 0 | 0 | RAW | 18 | 0 | YES | YES |  | NO |  | 07-MAY-2025 3:40:26PM | [26 empty] | E1002 : Pradeep Sati | 09-JUN-2025 12:39:53AM | E1002 : Pradeep Sati
Electrical and Electronics-Bulk | Legends |  | EE18 | Legends,R Phase,D-Type,,22.5 mm,Black,Aluminium | 8538 | 5 | NOS | 13.89 | 0 | RAW | 18 | 0 | YES | YES |  | NO |  | 07-MAY-2025 3:40:25PM | [26 empty] | E1002 : Pradeep Sati | 17-NOV-2025 5:52:20PM | E1002 : Pradeep Sati
Electrical and Electronics-Bulk | Wire |  | EE180 | Wire,1 Core,0.75 mm2,Black,Copper,Polycab | 731210 | 265 | MTR | 0 | 0 | RAW | 18 | 0 | YES | YES |  | NO |  | 07-MAY-2025 3:40:26PM | [26 empty] | E1002 : Pradeep Sati | 23-JUL-2026 11:20:27AM | H1155 : Raushan Kumar
Electrical and Electronics-Bulk | Wire |  | EE181 | Wire,1 Core,0.75 mm2,Blue,Copper,Polycab | 731210 | 190 | MTR | 29.95 | 0 | RAW | 18 | 0 | YES | YES |  | NO |  | 07-MAY-2025 3:40:26PM | [26 empty] | E1002 : Pradeep Sati | 06-AUG-2026 5:19:48PM | H1155 : Raushan Kumar
Electrical and Electronics-Bulk | Wire |  | EE182 | Wire,1 Core,0.75 mm2,Green,Copper,Polycab | 731210 | 1189 | MTR | 0 | 0 | RAW | 18 | 0 | NO | YES |  | NO |  | 07-MAY-2025 3:40:26PM | [26 empty] | E1002 : Pradeep Sati | 19-NOV-2025 9:36:39AM | H1155 : Raushan Kumar
Electrical and Electronics-Bulk | Wire |  | EE183 | Wire,1 Core,0.75 mm2,Gray,Copper,Polycab | 731210 | 85 | MTR | 27.85 | 0 | RAW | 18 | 0 | YES | YES |  | NO |  | 07-MAY-2025 3:40:26PM | [26 empty] | E1002 : Pradeep Sati | 09-SEP-2026 4:58:37PM | H1155 : Raushan Kumar
Electrical and Electronics-Bulk | Wire |  | EE184 | Wire,1 Core,0.75 mm2,Red,Copper,Polycab | 731210 | 165 | MTR | 10.34 | 0 | RAW | 18 | 0 | YES | YES |  | NO |  | 07-MAY-2025 3:40:26PM | [26 empty] | E1002 : Pradeep Sati | 23-JUL-2026 11:20:27AM | H1155 : Raushan Kumar
Electrical and Electronics-Bulk | Wire |  | EE185 | Wire,1 Core,0.75 mm2,White,Copper,Polycab | 731210 | 152 | MTR | 29.95 | 0 | RAW | 18 | 0 | YES | YES |  | NO |  | 07-MAY-2025 3:40:26PM | [26 empty] | E1002 : Pradeep Sati | 09-SEP-2026 4:58:37PM | H1155 : Raushan Kumar
Electrical and Electronics-Bulk | Wire |  | EE186 | Wire,1 Core,0.75 mm2,Yellow,Copper,Polycab | 731210 | 4468 | MTR | 0 | 0 | RAW | 18 | 0 | YES | YES |  | NO |  | 07-MAY-2025 3:40:26PM | [26 empty] | E1002 : Pradeep Sati | 09-SEP-2026 4:58:37PM | H1155 : Raushan Kumar
Electrical and Electronics-Bulk | Wire |  | EE187 | Wire,1 Core,0.75 mm2,Green,Copper,Polycab | 731210 | 870 | MTR | 0 | 0 | RAW | 18 | 0 | YES | YES |  | NO |  | 07-MAY-2025 3:40:26PM | [26 empty] | E1002 : Pradeep Sati | 06-AUG-2026 5:19:49PM | H1155 : Raushan Kumar
Electrical and Electronics-Bulk | Wire |  | EE188 | Wire,1 Core,1 mm2,Black,Copper,Polycab | 731210 | 95 | MTR | 12.2 | 0 | RAW | 18 | 0 | YES | YES |  | NO |  | 07-MAY-2025 3:40:26PM | [26 empty] | E1002 : Pradeep Sati | 13-AUG-2026 12:23:27PM | H1155 : Raushan Kumar
Electrical and Electronics-Bulk | Wire |  | EE189 | Wire,1 Core,1 mm2,Red,Copper,Polycab | 731210 | 103 | MTR | 12.2 | 0 | RAW | 18 | 0 | YES | YES |  | NO |  | 07-MAY-2025 3:40:26PM | [26 empty] | E1002 : Pradeep Sati | 13-AUG-2026 12:23:27PM | H1155 : Raushan Kumar
Electrical and Electronics-Bulk | Legends |  | EE19 | Legends,Auto/Off/Manual,D-Type,,22.5 mm,Black,Aluminium | 8538 | 5 | NOS | 13.89 | 0 | RAW | 18 | 0 | YES | YES |  | NO |  | 07-MAY-2025 3:40:25PM | [26 empty] | E1002 : Pradeep Sati | 17-NOV-2025 5:52:21PM | E1002 : Pradeep Sati
Electrical and Electronics-Bulk | Wire |  | EE190 | Wire,1 Core,1 mm2,Green,Copper,Polycab | 731210 | 0 | MTR | 0 | 0 | RAW | 18 | 0 | YES | YES |  | NO |  | 07-MAY-2025 3:40:26PM | [26 empty] | E1002 : Pradeep Sati | 09-JUN-2025 12:39:53AM | E1002 : Pradeep Sati
Electrical and Electronics-Bulk | Wire |  | EE191 | Wire,1 Core,1.5 mm2,Black,Copper,Polycab | 731210 | 0 | MTR | 0 | 0 | RAW | 18 | 0 | YES | YES |  | NO |  | 07-MAY-2025 3:40:26PM | [26 empty] | E1002 : Pradeep Sati | 09-JUN-2025 12:39:53AM | E1002 : Pradeep Sati
Electrical and Electronics-Bulk | Wire |  | EE192 | Wire,1 Core,1.5 mm2,Red,Copper,Polycab | 731210 | 0 | MTR | 0 | 0 | RAW | 18 | 0 | YES | YES |  | NO |  | 07-MAY-2025 3:40:26PM | [26 empty] | E1002 : Pradeep Sati | 09-JUN-2025 12:39:53AM | E1002 : Pradeep Sati
Electrical and Electronics-Bulk | Wire |  | EE193 | Wire,1 Core,1.5 mm2,Green,Copper,Polycab | 731210 | 40 | MTR | 18.45 | 0 | RAW | 18 | 0 | YES | YES |  | NO |  | 07-MAY-2025 3:40:26PM | [26 empty] | E1002 : Pradeep Sati | 29-JUN-2026 12:42:18PM | H1155 : Raushan Kumar
Electrical and Electronics-Bulk | Wire |  | EE194 | Wire,1 Core,2.5 mm2,Red,Copper,Polycab | 731210 | 0 | MTR | 0 | 0 | RAW | 18 | 0 | YES | YES |  | NO |  | 07-MAY-2025 3:40:26PM | [26 empty] | E1002 : Pradeep Sati | 09-JUN-2025 12:39:53AM | E1002 : Pradeep Sati
Electrical and Electronics-Bulk | Wire |  | EE195 | Wire,1 Core,2.5 mm2,Black,Copper,Polycab | 731210 | 0 | MTR | 0 | 0 | RAW | 18 | 0 | YES | YES |  | NO |  | 07-MAY-2025 3:40:26PM | [26 empty] | E1002 : Pradeep Sati | 09-JUL-2025 1:03:15PM | H1155 : Raushan Kumar
Electrical and Electronics-Bulk | Wire |  | EE196 | Wire,1 Core,2.5 mm2,Green,Copper,Polycab | 731210 | 14 | MTR | 0 | 0 | RAW | 18 | 0 | YES | YES |  | NO |  | 07-MAY-2025 3:40:26PM | [26 empty] | E1002 : Pradeep Sati | 17-NOV-2025 5:52:21PM | E1002 : Pradeep Sati
Electrical and Electronics-Bulk | Wire |  | EE197 | Wire,1 Core,10 mm2,Red,Copper,Polycab | 731210 | 0 | MTR | 0 | 0 | RAW | 18 | 0 | YES | YES |  | NO |  | 07-MAY-2025 3:40:26PM | [26 empty] | E1002 : Pradeep Sati | 09-JUN-2025 12:39:53AM | E1002 : Pradeep Sati
Electrical and Electronics-Bulk | Wire |  | EE198 | Wire,1 Core,10 mm2,Yellow,Copper,Polycab | 731210 | 0 | MTR | 0 | 0 | RAW | 18 | 0 | YES | YES |  | NO |  | 07-MAY-2025 3:40:26PM | [26 empty] | E1002 : Pradeep Sati | 09-JUN-2025 12:39:53AM | E1002 : Pradeep Sati
Electrical and Electronics-Bulk | Wire |  | EE199 | Wire,1 Core,10 mm2,Blue,Copper,Polycab | 731210 | 0 | MTR | 0 | 0 | RAW | 18 | 0 | YES | YES |  | NO |  | 07-MAY-2025 3:40:26PM | [26 empty] | E1002 : Pradeep Sati | 23-SEP-2025 6:26:37PM | H1155 : Raushan Kumar
Electrical and Electronics | Display Screen |  | EE2 | Display Screen,Touch Controller,Absstem-I Smart Touch,With Communication Cable and Controller,Resist | 8531 | 0 | NOS | 29700 | 30000 | RAW | 18 | 0 | YES | YES |  | NO |  | 23-APR-2025 2:55:49AM | [26 empty] | E1002 : Pradeep Sati | 01-SEP-2026 3:52:07PM | H1155 : Raushan Kumar
Electrical and Electronics-Bulk | Legends |  | EE20 | Legends,Start,D-Type,,22.5 mm,Black,Aluminium | 8538 | 0 | NOS | 0 | 0 | RAW | 18 | 0 | YES | YES |  | NO |  | 07-MAY-2025 3:40:25PM | [26 empty] | E1002 : Pradeep Sati | 09-JUN-2025 12:39:53AM | E1002 : Pradeep Sati
Electrical and Electronics-Bulk | Wire |  | EE200 | Wire,1 Core,10 mm2,Black,Copper,Polycab | 731210 | 0 | MTR | 0 | 0 | RAW | 18 | 0 | YES | YES |  | NO |  | 07-MAY-2025 3:40:26PM | [26 empty] | E1002 : Pradeep Sati | 08-SEP-2025 2:14:12PM | H1155 : Raushan Kumar
Electrical and Electronics-Bulk | Wire |  | EE201 | Wire,1 Core,10 mm2,Green,Copper,Polycab | 731210 | 10 | MTR | 342 | 0 | RAW | 18 | 0 | YES | YES |  | NO |  | 07-MAY-2025 3:40:26PM | [26 empty] | E1002 : Pradeep Sati | 19-AUG-2026 3:35:05PM | H1155 : Raushan Kumar
Electrical and Electronics-Bulk | Wire |  | EE202 | Wire,1 Core,16 mm2,Red,Copper,Polycab | 731210 | 0 | MTR | 0 | 0 | RAW | 18 | 0 | YES | YES |  | NO |  | 07-MAY-2025 3:40:26PM | [26 empty] | E1002 : Pradeep Sati | 09-JUN-2025 12:39:53AM | E1002 : Pradeep Sati
Electrical and Electronics-Bulk | Wire |  | EE203 | Wire,1 Core,16 mm2,Yellow,Copper,Polycab | 731210 | 0 | MTR | 0 | 0 | RAW | 18 | 0 | YES | YES |  | NO |  | 07-MAY-2025 3:40:26PM | [26 empty] | E1002 : Pradeep Sati | 09-JUN-2025 12:39:53AM | E1002 : Pradeep Sati
Electrical and Electronics-Bulk | Wire |  | EE204 | Wire,1 Core,16 mm2,Blue,Copper,Polycab | 731210 | 0 | MTR | 0 | 0 | RAW | 18 | 0 | YES | YES |  | NO |  | 07-MAY-2025 3:40:26PM | [26 empty] | E1002 : Pradeep Sati | 22-JAN-2026 3:40:42PM | H1155 : Raushan Kumar
Electrical and Electronics-Bulk | Wire |  | EE205 | Wire,1 Core,16 mm2,Black,Copper,Polycab | 731210 | 0 | MTR | 211 | 0 | RAW | 18 | 0 | YES | YES |  | NO |  | 07-MAY-2025 3:40:26PM | [26 empty] | E1002 : Pradeep Sati | 09-JUN-2025 12:39:53AM | E1002 : Pradeep Sati
Electrical and Electronics-Bulk | Wire |  | EE206 | Wire,1 Core,16 mm2,Green,Copper,Polycab | 731210 | 0 | MTR | 0 | 0 | RAW | 18 | 0 | YES | YES |  | NO |  | 07-MAY-2025 3:40:26PM | [26 empty] | E1002 : Pradeep Sati | 09-JUN-2025 12:39:53AM | E1002 : Pradeep Sati
Electrical and Electronics-Bulk | Wire |  | EE207 | Wire,2 Core,1 mm2,,Copper,Polycab | 731210 | 92 | MTR | 86.2 | 0 | RAW | 18 | 0 | YES | YES |  | NO |  | 07-MAY-2025 3:40:26PM | [26 empty] | E1002 : Pradeep Sati | 12-AUG-2026 11:57:43AM | H1155 : Raushan Kumar
Electrical and Electronics-Bulk | Wire |  | EE208 | Wire,2 Core,1.5 mm2,,Copper,Polycab | 731210 | 32 | MTR | 40.94 | 0 | RAW | 18 | 0 | YES | YES |  | NO |  | 07-MAY-2025 3:40:26PM | [26 empty] | E1002 : Pradeep Sati | 21-JAN-2026 10:23:28AM | H1155 : Raushan Kumar
Electrical and Electronics-Bulk | Wire |  | EE209 | Wire,2 Core,2.5 mm2,,Copper,Polycab | 731210 | 2 | MTR | 0 | 0 | RAW | 18 | 0 | YES | YES |  | NO |  | 07-MAY-2025 3:40:26PM | [26 empty] | E1002 : Pradeep Sati | 17-NOV-2025 5:52:21PM | E1002 : Pradeep Sati
Electrical and Electronics-Bulk | Legends |  | EE21 | Legends,Stop,D-Type,,22.5 mm,Black,Aluminium | 8538 | 0 | NOS | 0 | 0 | RAW | 18 | 0 | YES | YES |  | NO |  | 07-MAY-2025 3:40:25PM | [26 empty] | E1002 : Pradeep Sati | 09-JUN-2025 12:39:53AM | E1002 : Pradeep Sati
Electrical and Electronics-Bulk | Wire |  | EE210 | Wire,2 Core,25 mm2,,Copper,Polycab | 731210 | 0 | MTR | 0 | 0 | RAW | 18 | 0 | YES | YES |  | NO |  | 07-MAY-2025 3:40:26PM | [26 empty] | E1002 : Pradeep Sati | 09-JUN-2025 12:39:53AM | E1002 : Pradeep Sati
Electrical and Electronics-Bulk | Wire |  | EE211 | Wire,3 Core,1 mm2,,Copper,Polycab | 731210 | 77 | MTR | 137 | 0 | RAW | 18 | 0 | YES | YES |  | NO |  | 07-MAY-2025 3:40:26PM | [26 empty] | E1002 : Pradeep Sati | 09-SEP-2026 4:58:37PM | H1155 : Raushan Kumar
Electrical and Electronics-Bulk | Wire |  | EE212 | Wire,3 Core,1.5 mm2,,Copper,Polycab | 731210 | 0 | MTR | 125.25 | 0 | RAW | 18 | 0 | YES | YES |  | NO |  | 07-MAY-2025 3:40:26PM | [26 empty] | E1002 : Pradeep Sati | 29-AUG-2026 3:02:42PM | H1155 : Raushan Kumar
Electrical and Electronics-Bulk | Wire |  | EE213 | Wire,3 Core,2.5 mm2,,Copper,Polycab | 731210 | 80 | MTR | 298 | 0 | RAW | 18 | 0 | YES | YES |  | NO |  | 07-MAY-2025 3:40:26PM | [26 empty] | E1002 : Pradeep Sati | 13-AUG-2026 5:11:40PM | H1155 : Raushan Kumar
Electrical and Electronics-Bulk | Wire |  | EE214 | Wire,3 Core,4 mm2,,Copper,Polycab | 731210 | 0 | MTR | 0 | 0 | RAW | 18 | 0 | YES | YES |  | NO |  | 07-MAY-2025 3:40:26PM | [26 empty] | E1002 : Pradeep Sati | 09-JUN-2025 12:39:53AM | E1002 : Pradeep Sati
Electrical and Electronics-Bulk | Wire |  | EE215 | Wire,3 Core,6 mm2,,Copper,Polycab | 731210 | 0 | MTR | 0 | 0 | RAW | 18 | 0 | YES | YES |  | NO |  | 07-MAY-2025 3:40:26PM | [26 empty] | E1002 : Pradeep Sati | 13-AUG-2025 12:22:18PM | H1155 : Raushan Kumar
Electrical and Electronics-Bulk | Wire |  | EE216 | Wire,4 Core,1.5 mm2,,Copper,Polycab | 731210 | 27 | MTR | 162.25 | 0 | RAW | 18 | 0 | YES | YES |  | NO |  | 07-MAY-2025 3:40:26PM | [26 empty] | E1002 : Pradeep Sati | 30-JUN-2026 3:30:29PM | H1155 : Raushan Kumar
Electrical and Electronics-Bulk | Wire |  | EE217 | Wire,4 Core,2.5 mm2,,Copper,Polycab | 731210 | 0 | MTR | 0 | 0 | RAW | 18 | 0 | YES | YES |  | NO |  | 07-MAY-2025 3:40:26PM | [26 empty] | E1002 : Pradeep Sati | 24-JAN-2026 9:15:11AM | H1155 : Raushan Kumar
Electrical and Electronics-Bulk | Wire |  | EE218 | Wire,4 Core,4 mm2,,Copper,Polycab | 731210 | 57 | MTR | 405 | 0 | RAW | 18 | 0 | YES | YES |  | NO |  | 07-MAY-2025 3:40:26PM | [26 empty] | E1002 : Pradeep Sati | 13-AUG-2026 12:23:27PM | H1155 : Raushan Kumar
Electrical and Electronics-Bulk | Wire |  | EE219 | Wire,4 Core,6 mm2,,Copper,Polycab | 731210 | 23 | MTR | 240 | 0 | RAW | 18 | 0 | YES | YES |  | NO |  | 07-MAY-2025 3:40:26PM | [26 empty] | E1002 : Pradeep Sati | 30-JUN-2026 3:30:29PM | H1155 : Raushan Kumar
Electrical and Electronics-Bulk | Legends |  | EE22 | Legends,ON,D-Type,,22.5 mm,Black,Aluminium | 8538 | 0 | NOS | 0 | 0 | RAW | 18 | 0 | YES | YES |  | NO |  | 07-MAY-2025 3:40:25PM | [26 empty] | E1002 : Pradeep Sati | 09-JUN-2025 12:39:53AM | E1002 : Pradeep Sati
Electrical and Electronics-Bulk | Wire |  | EE220 | Wire,4 Core,10 mm2,,Copper,Polycab | 731210 | 16 | MTR | 0 | 0 | RAW | 18 | 0 | YES | YES |  | NO |  | 07-MAY-2025 3:40:26PM | [26 empty] | E1002 : Pradeep Sati | 29-AUG-2026 3:02:42PM | H1155 : Raushan Kumar
Electrical and Electronics-Bulk | Wire |  | EE221 | Wire,4 Core,16 mm2,,Copper,Polycab | 731210 | 15 | MTR | 0 | 0 | RAW | 18 | 0 | YES | YES |  | NO |  | 07-MAY-2025 3:40:26PM | [26 empty] | E1002 : Pradeep Sati | 22-AUG-2026 3:02:22PM | H1155 : Raushan Kumar
Electrical and Electronics-Bulk | Wire |  | EE222 | Wire,4 Core,25 mm2,,Copper,Polycab | 731210 | 0 | MTR | 3996 | 0 | RAW | 18 | 0 | YES | YES |  | NO |  | 07-MAY-2025 3:40:26PM | [26 empty] | E1002 : Pradeep Sati | 13-AUG-2026 5:11:40PM | H1155 : Raushan Kumar
Electrical and Electronics-Bulk | Wire |  | EE223 | Wire,4 Core,35 mm2,,Copper,Polycab | 731210 | 11 | MTR | 0 | 0 | RAW | 18 | 0 | YES | YES |  | NO |  | 07-MAY-2025 3:40:26PM | [26 empty] | E1002 : Pradeep Sati | 08-JUN-2026 3:26:57PM | H1155 : Raushan Kumar
Electrical and Electronics-Bulk | Wire |  | EE224 | Wire,4 Core,50 mm2,,Copper,Polycab | 731210 | 24 | MTR | 0 | 0 | RAW | 18 | 0 | YES | YES |  | NO |  | 07-MAY-2025 3:40:26PM | [26 empty] | E1002 : Pradeep Sati | 17-NOV-2025 5:52:21PM | E1002 : Pradeep Sati
Electrical and Electronics-Bulk | Wire |  | EE225 | Wire,4 Core,70 m2,,Copper,Polycab | 731210 | 79 | MTR | 0 | 0 | RAW | 18 | 0 | YES | YES |  | NO |  | 07-MAY-2025 3:40:26PM | [26 empty] | E1002 : Pradeep Sati | 17-NOV-2025 5:52:21PM | E1002 : Pradeep Sati
Electrical and Electronics-Bulk | Wire |  | EE226 | Wire,4 Core,120 mm2,,Copper,Polycab | 731210 | 0 | MTR | 0 | 0 | RAW | 18 | 0 | YES | YES |  | NO |  | 07-MAY-2025 3:40:26PM | [26 empty] | E1002 : Pradeep Sati | 09-JUN-2025 12:39:53AM | E1002 : Pradeep Sati
Electrical and Electronics-Bulk | Wire |  | EE227 | Wire,12 Core,1 mm2,,Copper,Polycab | 731210 | 30 | MTR | 169.67 | 0 | RAW | 18 | 0 | YES | YES |  | NO |  | 07-MAY-2025 3:40:26PM | [26 empty] | E1002 : Pradeep Sati | 17-NOV-2025 5:52:21PM | E1002 : Pradeep Sati
Electrical and Electronics-Bulk | Wire |  | EE228 | Wire,24 Core,1 mm2,,Copper,Polycab | 731210 | 0 | MTR | 0 | 0 | RAW | 18 | 0 | YES | YES |  | NO |  | 07-MAY-2025 3:40:26PM | [26 empty] | E1002 : Pradeep Sati | 09-JUN-2025 12:39:53AM | E1002 : Pradeep Sati
Electrical and Electronics-Bulk | Wire |  | EE229 | Wire,4 Core,35 mm2,,Aluminium,Polycab | 731210 | 50 | MTR | 0 | 0 | RAW | 18 | 0 | YES | YES |  | NO |  | 07-MAY-2025 3:40:26PM | [26 empty] | E1002 : Pradeep Sati | 17-NOV-2025 5:52:21PM | E1002 : Pradeep Sati
Electrical and Electronics-Bulk | Legends |  | EE23 | Legends,OFF,D-Type,,22.5 mm,Black,Aluminium | 8538 | 0 | NOS | 0 | 0 | RAW | 18 | 0 | YES | YES |  | NO |  | 07-MAY-2025 3:40:25PM | [26 empty] | E1002 : Pradeep Sati | 09-JUN-2025 12:39:53AM | E1002 : Pradeep Sati
Electrical and Electronics | Switch |  | EE230 | Switch,Pressure,Danfoss-RT116,Auto,3/8",Male-BSP,0.33 to 1.3 Barg,,22 Barg,(0°C - 10°C) | 8535 | 0 | Mtr | 0 | 0 | RAW | 18 | 0 | YES | YES |  | NO |  | 07-MAY-2025 3:40:26PM | [26 empty] | E1002 : Pradeep Sati
Electrical and Electronics | Switch |  | EE231 | Switch,Pressure,Danfoss-KP 35,Auto,1/4",Male-BSP,0.4 to 3.5B arg,,17 Barg,(0°C - 10°C) | 8535 | 51 | Mtr | 0 | 0 | RAW | 18 | 0 | YES | YES |  | NO |  | 07-MAY-2025 3:40:26PM | [26 empty] | E1002 : Pradeep Sati | 03-SEP-2026 10:53:07AM | H1155 : Raushan Kumar
Electrical and Electronics-Bulk | Thimble |  | EE232 | Thimble,Pin Type,0.75 mm2,,Copper | 8335 | 2 | NOS | 35 | 0 | RAW | 18 | 0 | YES | YES |  | NO |  | 07-MAY-2025 3:40:26PM | [26 empty] | E1002 : Pradeep Sati | 09-SEP-2026 4:58:37PM | H1155 : Raushan Kumar
Electrical and Electronics-Bulk | Thimble |  | EE233 | Thimble,Pin Type,1 mm2,,Copper | 8335 | 1 | NOS | 55 | 0 | RAW | 18 | 0 | YES | YES |  | NO |  | 07-MAY-2025 3:40:26PM | [26 empty] | E1002 : Pradeep Sati | 13-AUG-2026 12:23:27PM | H1155 : Raushan Kumar
Electrical and Electronics-Bulk | Thimble |  | EE234 | Thimble,Pin Type,1.5 mm2,,Copper | 8335 | 2 | NOS | 65 | 0 | RAW | 18 | 0 | YES | YES |  | NO |  | 07-MAY-2025 3:40:26PM | [26 empty] | E1002 : Pradeep Sati | 21-JUL-2026 10:42:06AM | H1155 : Raushan Kumar
Electrical and Electronics-Bulk | Thimble |  | EE235 | Thimble,Pin Type,2.5 mm2,,Copper | 8335 | 0 | NOS | 0 | 0 | RAW | 18 | 0 | YES | YES |  | NO |  | 07-MAY-2025 3:40:26PM | [26 empty] | E1002 : Pradeep Sati | 01-AUG-2026 10:27:28AM | H1155 : Raushan Kumar
Electrical and Electronics-Bulk | Thimble |  | EE236 | Thimble,Pin Type,4 mm2,,Copper | 8335 | 188 | NOS | 4.75 | 0 | RAW | 18 | 0 | YES | YES |  | NO |  | 07-MAY-2025 3:40:26PM | [26 empty] | E1002 : Pradeep Sati | 21-AUG-2026 3:26:09PM | H1155 : Raushan Kumar
Electrical and Electronics-Bulk | Thimble |  | EE237 | Thimble,Pin Type,6 mm2,,Copper | 8335 | 562 | NOS | 4.5 | 0 | RAW | 18 | 0 | YES | YES |  | NO |  | 07-MAY-2025 3:40:26PM | [26 empty] | E1002 : Pradeep Sati | 27-JUN-2026 2:57:46PM | H1155 : Raushan Kumar
Electrical and Electronics-Bulk | Thimble |  | EE238 | Thimble,Pin Type,10 mm2,,Copper | 8335 | 368 | NOS | 13.5 | 0 | RAW | 18 | 0 | YES | YES |  | NO |  | 07-MAY-2025 3:40:26PM | [26 empty] | E1002 : Pradeep Sati | 29-AUG-2026 3:02:42PM | H1155 : Raushan Kumar
Electrical and Electronics-Bulk | Thimble |  | EE239 | Thimble,Pin Type,16 mm2,,Copper | 8335 | 58 | NOS | 10.84 | 0 | RAW | 18 | 0 | YES | YES |  | NO |  | 07-MAY-2025 3:40:26PM | [26 empty] | E1002 : Pradeep Sati | 19-AUG-2026 2:55:17PM | H1155 : Raushan Kumar
Electrical and Electronics-Bulk | Legends |  | EE24 | Legends,Reset,D-Type,,22.5 mm,Black,Aluminium | 8538 | 0 | NOS | 0 | 0 | RAW | 18 | 0 | YES | YES |  | NO |  | 07-MAY-2025 3:40:25PM | [26 empty] | E1002 : Pradeep Sati | 09-JUN-2025 12:39:53AM | E1002 : Pradeep Sati
Electrical and Electronics-Bulk | Thimble |  | EE240 | Thimble,Pin Type,25 mm2,,Copper | 8335 | 298 | NOS | 20.24 | 0 | RAW | 18 | 0 | YES | YES |  | NO |  | 07-MAY-2025 3:40:26PM | [26 empty] | E1002 : Pradeep Sati | 12-AUG-2026 11:57:43AM | H1155 : Raushan Kumar
Electrical and Electronics-Bulk | Thimble |  | EE241 | Thimble,Pin Type,35 mm2,,Copper | 8335 | 451 | NOS | 0 | 0 | RAW | 18 | 0 | YES | YES |  | NO |  | 07-MAY-2025 3:40:26PM | [26 empty] | E1002 : Pradeep Sati | 02-SEP-2026 4:45:16PM | H1155 : Raushan Kumar
Electrical and Electronics-Bulk | Thimble |  | EE242 | Thimble,Pin Type,50 mm2,,Copper | 8335 | 258 | NOS | 0 | 0 | RAW | 18 | 0 | YES | YES |  | NO |  | 07-MAY-2025 3:40:26PM | [26 empty] | E1002 : Pradeep Sati | 29-AUG-2026 9:54:34AM | H1155 : Raushan Kumar
Electrical and Electronics-Bulk | Thimble |  | EE243 | Thimble,Pin Type,70 mm2,,Copper | 8335 | 12 | NOS | 0 | 0 | RAW | 18 | 0 | YES | YES |  | NO |  | 07-MAY-2025 3:40:27PM | [26 empty] | E1002 : Pradeep Sati | 17-NOV-2025 5:52:21PM | E1002 : Pradeep Sati
Electrical and Electronics-Bulk | Thimble |  | EE244 | Thimble,Pin Type,95 mm2,,Copper | 8335 | 0 | NOS | 0 | 0 | RAW | 18 | 0 | YES | YES |  | NO |  | 07-MAY-2025 3:40:27PM | [26 empty] | E1002 : Pradeep Sati | 09-JUN-2025 12:39:53AM | E1002 : Pradeep Sati
Electrical and Electronics-Bulk | Thimble |  | EE245 | Thimble,Pin Type,120 mm2,,Copper | 8335 | 37 | NOS | 0 | 0 | RAW | 18 | 0 | YES | YES |  | NO |  | 07-MAY-2025 3:40:27PM | [26 empty] | E1002 : Pradeep Sati | 17-NOV-2025 5:52:21PM | E1002 : Pradeep Sati
Electrical and Electronics-Bulk | Thimble |  | EE246 | Thimble,Ring Type,2.5 mm2,,Copper | 8335 | 12 | NOS | 0 | 0 | RAW | 18 | 0 | YES | YES |  | NO |  | 07-MAY-2025 3:40:27PM | [26 empty] | E1002 : Pradeep Sati | 24-JAN-2026 9:15:11AM | H1155 : Raushan Kumar
Electrical and Electronics-Bulk | Thimble |  | EE247 | Thimble,Ring Type,6 mm2,,Copper | 8335 | 180 | NOS | 4.92 | 0 | RAW | 18 | 0 | YES | YES |  | NO |  | 07-MAY-2025 3:40:27PM | [26 empty] | E1002 : Pradeep Sati | 21-AUG-2026 3:26:09PM | H1155 : Raushan Kumar
Electrical and Electronics-Bulk | Thimble |  | EE248 | Thimble,Ring Type,10 mm2,,Copper | 8335 | 68 | NOS | 10 | 0 | RAW | 18 | 0 | YES | YES |  | NO |  | 07-MAY-2025 3:40:27PM | [26 empty] | E1002 : Pradeep Sati | 29-AUG-2026 3:02:42PM | H1155 : Raushan Kumar
Electrical and Electronics-Bulk | Thimble |  | EE249 | Thimble,Ring Type,16 mm2,,Copper | 8335 | 87 | NOS | 14.25 | 0 | RAW | 18 | 0 | YES | YES |  | NO |  | 07-MAY-2025 3:40:27PM | [26 empty] | E1002 : Pradeep Sati | 19-AUG-2026 3:35:05PM | H1155 : Raushan Kumar
Electrical and Electronics-Bulk | Legends |  | EE25 | Legends,Emergency Stop,D-Type,,22.5 mm,Black,Aluminium | 8538 | 0 | NOS | 0 | 0 | RAW | 18 | 0 | YES | YES |  | NO |  | 07-MAY-2025 3:40:25PM | [26 empty] | E1002 : Pradeep Sati | 09-JUN-2025 12:39:53AM | E1002 : Pradeep Sati
Electrical and Electronics-Bulk | Thimble |  | EE250 | Thimble,Ring Type,25 mm2,,Copper | 8335 | 402 | NOS | 0 | 0 | RAW | 18 | 0 | YES | YES |  | NO |  | 07-MAY-2025 3:40:27PM | [26 empty] | E1002 : Pradeep Sati | 12-AUG-2026 11:57:43AM | H1155 : Raushan Kumar
Electrical and Electronics-Bulk | Thimble |  | EE251 | Thimble,Ring Type,35 mm2,,Copper | 8335 | 511 | NOS | 0 | 0 | RAW | 18 | 0 | YES | YES |  | NO |  | 07-MAY-2025 3:40:27PM | [26 empty] | E1002 : Pradeep Sati | 08-JUN-2026 3:26:56PM | H1155 : Raushan Kumar
Electrical and Electronics-Bulk | Thimble |  | EE252 | Thimble,Ring Type,50 mm2,,Copper | 8335 | 129 | NOS | 0 | 0 | RAW | 18 | 0 | YES | YES |  | NO |  | 07-MAY-2025 3:40:27PM | [26 empty] | E1002 : Pradeep Sati | 26-AUG-2026 10:47:43AM | H1155 : Raushan Kumar
Electrical and Electronics-Bulk | Thimble |  | EE253 | Thimble,Ring Type,95 mm2,,Copper | 8335 | 5 | NOS | 0 | 0 | RAW | 18 | 0 | YES | YES |  | NO |  | 07-MAY-2025 3:40:27PM | [26 empty] | E1002 : Pradeep Sati | 17-NOV-2025 5:52:21PM | E1002 : Pradeep Sati
Electrical and Electronics-Bulk | Thimble |  | EE254 | Thimble,Ring Type,70 mm2,,Copper | 8335 | 172 | NOS | 0 | 0 | RAW | 18 | 0 | YES | YES |  | NO |  | 07-MAY-2025 3:40:27PM | [26 empty] | E1002 : Pradeep Sati | 29-AUG-2026 9:54:34AM | H1155 : Raushan Kumar
Electrical and Electronics-Bulk | Thimble |  | EE255 | Thimble,Ring Type,120 mm2,,Copper | 8335 | 27 | NOS | 0 | 0 | RAW | 18 | 0 | YES | YES |  | NO |  | 07-MAY-2025 3:40:27PM | [26 empty] | E1002 : Pradeep Sati | 17-NOV-2025 5:52:21PM | E1002 : Pradeep Sati
Electrical and Electronics-Bulk | Thimble |  | EE256 | Thimble,U Type,0.75 mm2,,Copper | 8335 | 0 | NOS | 50 | 0 | RAW | 18 | 0 | YES | YES |  | NO |  | 07-MAY-2025 3:40:27PM | [26 empty] | E1002 : Pradeep Sati | 13-OCT-2025 4:38:43PM | H1155 : Raushan Kumar
Electrical and Electronics-Bulk | Thimble |  | EE257 | Thimble,U Type,1 mm2,,Copper | 8335 | 1 | NOS | 520 | 0 | RAW | 18 | 0 | YES | YES |  | NO |  | 07-MAY-2025 3:40:27PM | [26 empty] | E1002 : Pradeep Sati | 02-JUL-2026 12:42:24PM | H1155 : Raushan Kumar
Electrical and Electronics-Bulk | Thimble |  | EE258 | Thimble,U Type,2.5 mm2,,Copper | 8335 | 0 | NOS | 0 | 0 | RAW | 18 | 0 | YES | YES |  | NO |  | 07-MAY-2025 3:40:27PM | [26 empty] | E1002 : Pradeep Sati | 23-JAN-2026 3:23:04PM | H1155 : Raushan Kumar
Electrical and Electronics | Fuse |  | EE259 | Fuse,Glass,,10 Amp | 853610 | 0 | NOS | 0 | 0 | RAW | 18 | 0 | YES | YES |  | NO |  | 07-MAY-2025 3:54:29PM | [26 empty] | E1002 : Pradeep Sati
Electrical and Electronics-Bulk | Legends |  | EE26 | Legends,Fault,D-Type,,22.5 mm,Black,Aluminium | 8538 | 0 | NOS | 0 | 0 | RAW | 18 | 0 | YES | YES |  | NO |  | 07-MAY-2025 3:40:25PM | [26 empty] | E1002 : Pradeep Sati | 09-JUN-2025 12:39:53AM | E1002 : Pradeep Sati
Electrical and Electronics | Fuse |  | EE260 | Fuse,Glass,,2 Amp | 853610 | 10 | NOS | 0 | 0 | RAW | 18 | 0 | YES | YES |  | NO |  | 07-MAY-2025 3:54:29PM | [26 empty] | E1002 : Pradeep Sati | 17-NOV-2025 5:52:21PM | E1002 : Pradeep Sati
Electrical and Electronics | Fuse |  | EE261 | Fuse,Glass,,1 Amp | 853610 | 0 | NOS | 0 | 0 | RAW | 18 | 0 | YES | YES |  | NO |  | 07-MAY-2025 3:54:29PM | [26 empty] | E1002 : Pradeep Sati
Electrical and Electronics | Fuse |  | EE262 | Fuse,Ceramic,,10 Amp | 853610 | 0 | NOS | 0 | 0 | RAW | 18 | 0 | YES | YES |  | NO |  | 07-MAY-2025 3:54:29PM | [26 empty] | E1002 : Pradeep Sati
Electrical and Electronics | Fuse |  | EE263 | Fuse,Ceramic,,2 Amp | 853610 | 0 | NOS | 0 | 0 | RAW | 18 | 0 | YES | YES |  | NO |  | 07-MAY-2025 3:54:29PM | [26 empty] | E1002 : Pradeep Sati
Electrical and Electronics | Fuse |  | EE264 | Fuse,Ceramic,,1 Amp | 853610 | 0 | NOS | 0 | 0 | RAW | 18 | 0 | YES | YES |  | NO |  | 07-MAY-2025 3:54:29PM | [26 empty] | E1002 : Pradeep Sati
Electrical and Electronics | Fuse |  | EE265 | Fuse,Ceramic,Lauritz Knudsen-TPN 440 V AC (FN),100 Amp | 853610 | 0 | NOS | 7420 | 0 | RAW | 18 | 0 | YES | YES |  | NO |  | 15-MAY-2025 7:44:15PM | [26 empty] | E1002 : Pradeep Sati
Electrical and Electronics | Fuse |  | EE266 | Fuse,Ceramic,Lauritz Knudsen-TPN 440 V AC (FN),63 Amp | 853610 | 0 | NOS | 3990 | 0 | RAW | 18 | 0 | YES | YES |  | NO |  | 15-MAY-2025 7:44:15PM | [26 empty] | E1002 : Pradeep Sati | 05-JUN-2025 5:03:29PM | E1002 : Pradeep Sati
Electrical and Electronics | Fuse Link |  | EE267 | Fuse Link,,Lauritz Knudsen-HN 415 V AC,100 Amp,SF940290000 | 85361090 | 0 | NOS | 630 | 0 | RAW | 18 | 0 | YES | YES |  | NO |  | 15-MAY-2025 7:45:49PM | [26 empty] | E1002 : Pradeep Sati
Electrical and Electronics | SMPS |  | EE268 | SMPS,10 Amp,230 V AC,24 V DC,Meanwell - NDR 240-24 | 850440 | 0 | NOS | 3670 | 0 | RAW | 18 | 0 | YES | YES |  | NO |  | 16-MAY-2025 1:01:31AM | [26 empty] | E1002 : Pradeep Sati | 11-OCT-2025 12:22:06PM | H1155 : Raushan Kumar
Electrical and Electronics | Fuse |  | EE269 | Fuse,Ceramic,Lauritz Knudsen-HF 14 X 51 (415 V),63 Amp | 853610 | 0 | NOS | 440 | 0 | RAW | 18 | 0 | YES | YES |  | NO |  | 28-MAY-2025 6:15:46PM | [26 empty] | E1002 : Pradeep Sati
Electrical and Electronics | PLC |  | EE27 | PLC,Control Cabinet,Mitsubishi-FX3G-24MR/ES,,24 V DC | 853400 | 0 | NOS | 14500 | 0 | RAW | 18 | 0 | YES | YES |  | NO |  | 07-MAY-2025 3:40:25PM | [26 empty] | E1002 : Pradeep Sati | 29-APR-2026 2:38:12PM | H1155 : Raushan Kumar
Electrical and Electronics | Exhaust Fan |  | EE270 | Exhaust Fan,Office,Crompton-Vento Dlx,,230 V AC,,150 mm | 8414 | 0 | NOS | 950 | 0 | RAW | 18 | 0 | YES | YES |  | NO |  | 28-MAY-2025 6:15:46PM | [26 empty] | E1002 : Pradeep Sati
Electrical and Electronics | Exhaust Fan |  | EE271 | Exhaust Fan,Office,Crompton-Vento,,230 V AC,,200 mm | 8414 | 0 | NOS | 1050 | 0 | RAW | 18 | 0 | YES | YES |  | NO |  | 28-MAY-2025 6:15:46PM | [26 empty] | E1002 : Pradeep Sati
Electrical and Electronics-Bulk | Wire |  | EE272 | Wire,6 Core,1.5 mm2,,Copper,Dignity | 85446020 | 0 | MTR | 150 | 0 | RAW | 18 | 0 | YES | YES |  | NO |  | 28-MAY-2025 6:15:46PM | [26 empty] | E1002 : Pradeep Sati | 09-JUN-2025 12:39:53AM | E1002 : Pradeep Sati
Electrical and Electronics | Preventer |  | EE273 | Preventer,Single Face-SM301,,GIC, | 8536 | 0 | NOS | 891 | 0 | RAW | 18 | 0 | YES | YES |  | NO |  | 29-MAY-2025 3:19:05PM | [26 empty] | E1002 : Pradeep Sati | 21-AUG-2026 3:26:09PM | H1155 : Raushan Kumar
Electrical and Electronics | Relay |  | EE274 | Relay,MY2N,,Selec, | 8536 | 1 | NOS | 175 | 0 | RAW | 18 | 0 | YES | YES |  | NO |  | 29-MAY-2025 3:19:05PM | [26 empty] | E1002 : Pradeep Sati | 13-AUG-2026 12:23:27PM | H1155 : Raushan Kumar
Electrical and Electronics | Timer |  | EE275 | Timer,800 SD,,Selec, | 8536 | 0 | NOS | 640 | 0 | RAW | 18 | 0 | YES | YES |  | NO |  | 29-MAY-2025 3:19:05PM | [26 empty] | E1002 : Pradeep Sati | 21-AUG-2026 3:26:09PM | H1155 : Raushan Kumar
Electrical and Electronics | PLC |  | EE276 | PLC,Communication Cable,HMI,Mitsubishi, | 8544 | 4 | NOS | 900 | 0 | RAW | 18 | 0 | YES | YES |  | NO |  | 29-MAY-2025 3:19:05PM | [26 empty] | E1002 : Pradeep Sati | 03-AUG-2026 4:01:55PM | H1155 : Raushan Kumar
Electrical and Electronics | PLC |  | EE277 | PLC,Programming Cable,HMI,PLC,Mitsubishi (Mini-USB), | 8544 | 4 | NOS | 1100 | 0 | RAW | 18 | 0 | YES | YES |  | NO |  | 29-MAY-2025 3:19:05PM | [26 empty] | E1002 : Pradeep Sati | 08-JUN-2026 12:45:27PM | H1155 : Raushan Kumar
Electrical and Electronics-Bulk | Terminal Block |  | EE278 | Terminal Block,2.5 mm2,Yellow/Green,Selzer-Earthing | 85389000 | 98 | NOS | 77.18 | 0 | RAW | 18 | 0 | YES | YES |  | NO |  | 30-MAY-2025 6:05:31PM | [26 empty] | E1002 : Pradeep Sati | 07-SEP-2026 12:42:12PM | H1155 : Raushan Kumar
Electrical and Electronics | Fuse |  | EE279 | Fuse,Ceramic,Komter (KS7 to KS100),Dia 10 mm, Length 38 mm,2 Amp | 853610 | 0 | NOS | 74.7 | 0 | RAW | 18 | 0 | YES | YES |  | NO |  | 03-JUN-2025 5:11:11PM | [26 empty] | E1002 : Pradeep Sati
Electrical and Electronics | PLC |  | EE28 | PLC,Control Cabinet,Siemens-S7-200 Smart,,220 V AC | 853400 | 0 | NOS | 0 | 0 | RAW | 18 | 0 | YES | YES |  | NO |  | 07-MAY-2025 3:40:25PM | [26 empty] | E1002 : Pradeep Sati | 05-JUN-2025 5:03:07PM | E1002 : Pradeep Sati
Electrical and Electronics | Exhaust Fan |  | EE280 | Exhaust Fan,Filter For Control Cabinet,Rittal,3321207,,,96 X 96 mm | 8414 | 15 | NOS | 432 | 0 | RAW | 18 | 0 | YES | YES |  | NO |  | 09-JUN-2025 2:19:53PM | [26 empty] | E1002 : Pradeep Sati | 09-SEP-2026 4:58:37PM | H1155 : Raushan Kumar
Electrical and Electronics | SMPS |  | EE281 | SMPS,2.2 Amp,240 V,24 V DC,Meanwell-LRS-50-24 | 850440 | 0 | NOS | 970 | 0 | RAW | 18 | 0 | YES | YES |  | NO |  | 09-JUN-2025 2:19:53PM | [26 empty] | E1002 : Pradeep Sati | 31-AUG-2026 12:59:27PM | H1155 : Raushan Kumar
Electrical and Electronics | Relay |  | EE282 | Relay,MSP2P,,Salzer-8 Pin,240 V AC | 8536 | 0 | NOS | 0 | 0 | RAW | 18 | 0 | YES | YES |  | NO |  | 13-JUN-2025 4:50:22PM | [26 empty] | E1002 : Pradeep Sati | 29-AUG-2025 4:24:52PM | H1155 : Raushan Kumar
Electrical and Electronics | Extension Board |  | EE283 | Extension Board,3-Pin Socket-2 No and 2 Switch-2 No,,6 Amp | 85369090 | 0 | NOS | 200 | 0 | RAW | 18 | 0 | YES | YES |  | NO |  | 16-JUN-2025 2:09:39PM | [26 empty] | E1002 : Pradeep Sati | 20-JUN-2025 11:30:15AM | E1117 : Arun Kumar
Electrical and Electronics | Extension Board |  | EE284 | Extension Board,3-Pin Socket-2 No and 2 Switch-2 No (Polycarbonate),,16 Amp | 85369090 | 0 | NOS | 0 | 0 | RAW | 18 | 0 | YES | YES |  | NO |  | 18-JUN-2025 11:10:38AM | [26 empty] | E1002 : Pradeep Sati
Electrical and Electronics | Relay Card |  | EE285 | Relay Card,8 Port,Selzer,RMS081P24,24 V DC,(0°C to 50°C),50 Hz | 85364900 | 0 | NOS | 1050 | 0 | RAW | 18 | 0 | YES | YES |  | NO |  | 20-JUN-2025 12:41:26PM | [26 empty] | E1002 : Pradeep Sati
Electrical and Electronics | Relay Card |  | EE286 | Relay Card,4 Port,Selzer,RMS041P24,24 V DC,(0°C to 50°C),50 Hz | 85364900 | 0 | NOS | 0 | 0 | RAW | 18 | 0 | YES | YES |  | NO |  | 20-JUN-2025 12:41:26PM | [26 empty] | E1002 : Pradeep Sati | 13-AUG-2025 1:57:03PM | H1155 : Raushan Kumar
Electrical and Electronics | Electric Light |  | EE287 | Electric Light,Cylindrical Light-360 Deg. Rotation,,12 W,D75 X H95 mm | 9405 | 0 | NOS | 345 | 0 | RAW | 18 | 0 | YES | YES |  | NO |  | 24-JUN-2025 12:45:54PM | [26 empty] | E1002 : Pradeep Sati | 17-SEP-2025 11:58:02AM | H1155 : Raushan Kumar
Electrical and Electronics | Buzzer and Hooter |  | EE288 | Buzzer and Hooter,Buzzer with LED,Ceyone,24 V DC,Dia 22.5 mm | 85361010 | 5 | NOS | 60 | 0 | RAW | 18 | 0 | YES | YES |  | NO |  | 03-JUL-2025 7:44:07PM | [26 empty] | E1002 : Pradeep Sati | 09-SEP-2026 5:06:27PM | H1155 : Raushan Kumar
Electrical and Electronics | Switch |  | EE289 | Switch,Pressure,Switzer-PS01,Auto,1/4",Female-NPT,,40 to 400 mbar,1 Barg,(-20°C to 95°C) | 8536 | 0 | NOS | 7800 | 0 | RAW | 18 | 0 | YES | YES |  | NO |  | 07-AUG-2025 11:30:08AM | [26 empty] | E1002 : Pradeep Sati
Electrical and Electronics | PLC |  | EE29 | PLC,Add on Digital Output Card,Mitsubishi-FX2N-32ER-ES/UL,,24 V DC | 853400 | 0 | NOS | 14719 | 0 | RAW | 18 | 0 | YES | YES |  | NO |  | 07-MAY-2025 3:40:25PM | [26 empty] | E1002 : Pradeep Sati | 14-MAY-2026 3:23:56PM | H1155 : Raushan Kumar
Electrical and Electronics | Display Screen |  | EE290 | Display Screen,PDI Controller,Selec-PID110,48 X 96 mm PID,Membrane Button,,90V to 270V AC/DC | 9032 | 0 | NOS | 3383 | 0 | RAW | 18 | 0 | YES | YES |  | NO |  | 08-AUG-2025 6:46:14PM | [26 empty] | E1002 : Pradeep Sati | 13-AUG-2025 12:30:37PM | E1117 : Arun Kumar
Electrical and Electronics | Connector |  | EE291 | Connector,Male,Power Connector-16 Pin (HDC-016-1),16 Amp | 8536 | 5 | NOS | 567.5 | 0 | RAW | 18 | 0 | YES | YES |  | NO |  | 28-AUG-2025 1:32:59PM | [26 empty] | E1002 : Pradeep Sati | 13-MAY-2026 1:44:21PM | H1155 : Raushan Kumar
Electrical and Electronics | Connector |  | EE292 | Connector,Female,Power Connector-16 Pin (HDC-016-1),16 Amp | 8536 | 5 | NOS | 567.5 | 0 | RAW | 18 | 0 | YES | YES |  | NO |  | 28-AUG-2025 1:32:59PM | [26 empty] | E1002 : Pradeep Sati | 13-MAY-2026 1:44:21PM | H1155 : Raushan Kumar
Electrical and Electronics | Connector |  | EE293 | Connector,Male,Power Connector-6 Pin (HDC-060-1D),16 Amp | 8536 | 8 | NOS | 412.5 | 0 | RAW | 18 | 0 | YES | YES |  | NO |  | 28-AUG-2025 1:32:59PM | [26 empty] | E1002 : Pradeep Sati | 13-MAY-2026 1:44:21PM | H1155 : Raushan Kumar
Electrical and Electronics | Connector |  | EE294 | Connector,Female,Power Connector-6 Pin (HDC-060-1D),16 Amp | 8536 | 8 | NOS | 412.5 | 0 | RAW | 18 | 0 | YES | YES |  | NO |  | 28-AUG-2025 1:32:59PM | [26 empty] | E1002 : Pradeep Sati | 13-MAY-2026 1:44:21PM | H1155 : Raushan Kumar
Electrical and Electronics | Connector |  | EE295 | Connector,Male,Power Connector-6 Pin (HDC-016-1),32 Amp | 8536 | 4 | NOS | 807.5 | 0 | RAW | 18 | 0 | YES | YES |  | NO |  | 28-AUG-2025 1:32:59PM | [26 empty] | E1002 : Pradeep Sati | 13-MAY-2026 1:44:21PM | H1155 : Raushan Kumar
Electrical and Electronics | Connector |  | EE296 | Connector,Female,Power Connector-6 Pin (HDC-016-1),32 Amp | 8536 | 4 | NOS | 807.5 | 0 | RAW | 18 | 0 | YES | YES |  | NO |  | 28-AUG-2025 1:32:59PM | [26 empty] | E1002 : Pradeep Sati | 13-MAY-2026 1:44:21PM | H1155 : Raushan Kumar
Electrical and Electronics | VFD |  | EE297 | VFD,5HP-Heavy Duty,ABB, | 8504 | 0 | NOS | 15800 | 0 | RAW | 18 | 0 | YES | YES |  | NO |  | 29-AUG-2025 5:40:24PM | [26 empty] | E1002 : Pradeep Sati | 20-SEP-2025 10:35:13AM | H1155 : Raushan Kumar
Electrical and Electronics | Timer |  | EE298 | Timer,Star/Delta,,L&T,220 VAC | 8536 | 0 | NOS | 895 | 0 | RAW | 18 | 0 | YES | YES |  | NO |  | 29-AUG-2025 5:40:24PM | [26 empty] | E1002 : Pradeep Sati | 02-SEP-2025 4:44:12PM | H1155 : Raushan Kumar
Electrical and Electronics | Contactor |  | EE299 | Contactor,4 Pole,ABB,40A 3~ 220 VAC | 8536 | 0 | NOS | 2736 | 0 | RAW | 18 | 0 | YES | YES |  | NO |  | 29-AUG-2025 5:40:24PM | [26 empty] | E1002 : Pradeep Sati | 02-SEP-2025 4:31:42PM | H1155 : Raushan Kumar
Electrical and Electronics | Display Screen |  | EE3 | Display Screen,Controller,Absstem-ABS,,Membrane Button,,24 V DC | 8531 | 0 | NOS | 15400 | 0 | RAW | 18 | 0 | YES | YES |  | NO |  | 23-APR-2025 2:55:49AM | [26 empty] | E1002 : Pradeep Sati | 06-AUG-2026 5:19:49PM | H1155 : Raushan Kumar
Electrical and Electronics | PLC |  | EE30 | PLC,Control Cabinet,Mitsubishi-FX5U-32MR/ES,,24 V DC | 853400 | 0 | NOS | 23903 | 0 | RAW | 18 | 0 | YES | YES |  | NO |  | 07-MAY-2025 3:40:25PM | [26 empty] | E1002 : Pradeep Sati | 01-SEP-2026 5:01:41PM | H1155 : Raushan Kumar
Electrical and Electronics | Contactor |  | EE300 | Contactor,4 Pole,ABB,25A 3~ 220VAC | 8536 | 4 | NOS | 1334 | 0 | RAW | 18 | 0 | YES | YES |  | NO |  | 29-AUG-2025 5:40:24PM | [26 empty] | E1002 : Pradeep Sati | 29-APR-2026 11:51:37AM | H1155 : Raushan Kumar
Electrical and Electronics | Panel Light |  | EE301 | Panel Light,LED-Megenta,220 VAC,22.5 mm | 9405 | 0 | NOS | 289 | 0 | RAW | 18 | 0 | YES | YES |  | NO |  | 29-AUG-2025 5:40:24PM | [26 empty] | E1002 : Pradeep Sati | 02-SEP-2025 4:44:12PM | H1155 : Raushan Kumar
Electrical and Electronics | Relay |  | EE302 | Relay,Over Load Relay,,ABB,10 to 32 Amp | 8536 | 0 | NOS | 2506 | 0 | RAW | 18 | 0 | YES | YES |  | NO |  | 29-AUG-2025 7:44:42PM | [26 empty] | E1002 : Pradeep Sati | 08-SEP-2025 3:25:08PM | H1155 : Raushan Kumar
Electrical and Electronics | Switch |  | EE303 | Switch,Selector-with Filter(Three Way),ABB,,,,,,, | 8536 | 3 | NOS | 700 | 0 | RAW | 18 | 0 | YES | YES |  | NO |  | 30-AUG-2025 6:40:43PM | [26 empty] | E1002 : Pradeep Sati | 07-SEP-2026 4:34:56PM | H1155 : Raushan Kumar
Electrical and Electronics | Contactor |  | EE304 | Contactor,Addon Block-NO,ABB, | 8536 | 0 | NOS | 164 | 0 | RAW | 18 | 0 | YES | YES |  | NO |  | 30-AUG-2025 6:40:43PM | [26 empty] | E1002 : Pradeep Sati | 08-SEP-2025 9:38:38AM | H1155 : Raushan Kumar
Electrical and Electronics | MCB |  | EE305 | MCB,3 Pole,16 Amp,L&T,50-60 HZ | 8536 | 5 | NOS | 1 | 0 | RAW | 18 | 0 | YES | YES |  | NO |  | 30-AUG-2025 6:40:43PM | [26 empty] | E1002 : Pradeep Sati | 17-NOV-2025 5:52:22PM | E1002 : Pradeep Sati
Electrical and Electronics | Panel Light |  | EE306 | Panel Light,LED-Green,,220 VAC,22.5 mm | 9405 | 0 | NOS | 1 | 0 | RAW | 18 | 0 | YES | YES |  | NO |  | 05-SEP-2025 2:17:21PM | [26 empty] | E1002 : Pradeep Sati | 22-SEP-2025 10:29:42AM | H1155 : Raushan Kumar
Electrical and Electronics | Contactor |  | EE307 | Contactor,Addon Block-NC,ABB, | 8536 | 1 | NOS | 325 | 0 | RAW | 18 | 0 | YES | YES |  | NO |  | 05-SEP-2025 2:17:21PM | [26 empty] | E1002 : Pradeep Sati | 17-NOV-2025 5:52:22PM | E1002 : Pradeep Sati
Electrical and Electronics | Panel |  | EE308 | Panel,Power,Hindustan Electricals,As Per Drawing,, | 901730 | 0 | NOS | 102900 | 0 | RAW | 18 | 0 | YES | YES |  | NO |  | 05-SEP-2025 2:17:21PM | [26 empty] | E1002 : Pradeep Sati
Electrical and Electronics | Panel Light |  | EE309 | Panel Light,LED-Red,,220 VAC,22.5 mm | 9405 | 8 | NOS | 1 | 0 | RAW | 18 | 0 | YES | YES |  | NO |  | 08-SEP-2025 1:44:17PM | [26 empty] | E1002 : Pradeep Sati | 07-SEP-2026 11:09:38AM | H1155 : Raushan Kumar
Electrical and Electronics | PLC |  | EE31 | PLC,Add on Digital Output Card,Mitsubishi-FX5-16EYR-ES,,24 V DC | 853400 | 1 | NOS | 6601 | 0 | RAW | 18 | 0 | YES | YES |  | NO |  | 07-MAY-2025 3:40:25PM | [26 empty] | E1002 : Pradeep Sati | 29-JUN-2026 12:42:19PM | H1155 : Raushan Kumar
Electrical and Electronics | Panel Light |  | EE310 | Panel Light,LED-Blue,,220 VAC,22.5 mm | 9405 | 11 | NOS | 1 | 0 | RAW | 18 | 0 | YES | YES |  | NO |  | 08-SEP-2025 1:44:17PM | [26 empty] | E1002 : Pradeep Sati | 07-SEP-2026 11:09:38AM | H1155 : Raushan Kumar
Electrical and Electronics | Electric Light |  | EE311 | Electric Light,LED Strip,,, | 9405 | 0 | NOS | 200 | 0 | RAW | 18 | 0 | YES | YES |  | NO |  | 15-SEP-2025 12:33:08PM | [26 empty] | E1002 : Pradeep Sati | 17-SEP-2025 11:58:02AM | H1155 : Raushan Kumar
Electrical and Electronics | Electric Light |  | EE312 | Electric Light,LED Flood,,, | 9405 | 0 | NOS | 0 | 0 | RAW | 18 | 0 | YES | YES |  | NO |  | 15-SEP-2025 12:33:08PM | [26 empty] | E1002 : Pradeep Sati
Electrical and Electronics | Panel |  | EE313 | Panel,Power,Hindustan Electricals,55 KW,, | 8537 | 0 | NOS | 0 | 0 | RAW | 18 | 0 | YES | YES |  | NO |  | 21-SEP-2025 5:42:48PM | [26 empty] | E1002 : Pradeep Sati
Electrical and Electronics | MCCB |  | EE314 | MCCB,4 Pole,150 - 250 Amp,With Handle,L&T,50-60 HZ | 8536 | 0 | NOS | 0 | 0 | RAW | 18 | 0 | YES | YES |  | NO |  | 21-SEP-2025 5:42:49PM | [26 empty] | E1002 : Pradeep Sati
Electrical and Electronics | MCCB |  | EE315 | MCCB,4 Pole,150 - 250 Amp,With Handle,Schnieder,50-60 HZ | 8536 | 0 | NOS | 0 | 0 | RAW | 18 | 0 | YES | YES |  | NO |  | 21-SEP-2025 5:42:49PM | [26 empty] | E1002 : Pradeep Sati
Electrical and Electronics | Panel Light |  | EE316 | Panel Light,LED-Yellow,,220 VAC,22.5 mm | 9405 | 11 | NOS | 1 | 0 | RAW | 18 | 0 | YES | YES |  | NO |  | 21-SEP-2025 5:42:49PM | [26 empty] | E1002 : Pradeep Sati | 07-SEP-2026 11:09:38AM | H1155 : Raushan Kumar
Electrical and Electronics | Panel Light |  | EE317 | Panel Light,LED-Amber,,220 VAC,22.5 mm | 9405 | 10 | NOS | 190 | 0 | RAW | 18 | 0 | YES | YES |  | NO |  | 21-SEP-2025 5:42:49PM | [26 empty] | E1002 : Pradeep Sati | 17-NOV-2025 5:52:22PM | E1002 : Pradeep Sati
Electrical and Electronics | Extension Board |  | EE318 | Extension Board,3-Pin Socket-4 No and Switch-1 No,M.M Traders,6 Amp | 85369090 | 0 | NOS | 450 | 0 | RAW | 18 | 0 | YES | YES |  | NO |  | 03-OCT-2025 3:23:55PM | [26 empty] | E1002 : Pradeep Sati | 23-MAY-2026 12:08:20PM | H1155 : Raushan Kumar
Electrical and Electronics | MCB |  | EE319 | MCB,2 Pole,10 Amp,ABB,50-60 HZ | 8536 | 4 | NOS | 1260 | 0 | RAW | 18 | 0 | YES | YES |  | NO |  | 24-NOV-2025 4:06:52PM | [26 empty] | E1002 : Pradeep Sati | 09-SEP-2026 4:58:37PM | H1155 : Raushan Kumar
Electrical and Electronics | Analog Card |  | EE32 | Analog Card,Mitsubishi-FX2N-8AD,Control Cabinet,,24 V DC | 9029 | 0 | NOS | 21500 | 0 | RAW | 18 | 0 | YES | YES |  | NO |  | 07-MAY-2025 3:40:25PM | [26 empty] | E1002 : Pradeep Sati | 10-JUL-2026 2:59:24PM | H1155 : Raushan Kumar
Electrical and Electronics | MCB |  | EE320 | MCB,2 Pole,10 Amp,Siemens,50-60 HZ | 8536 | 0 | NOS | 0 | 0 | RAW | 18 | 0 | YES | YES |  | NO |  | 24-NOV-2025 4:06:52PM | [26 empty] | E1002 : Pradeep Sati
Electrical and Electronics | Connector |  | EE321 | Connector,Male-Female,Jigo-10 Pin,16 Amp | 8536 | 2 | NOS | 980 | 0 | RAW | 18 | 0 | YES | YES |  | NO |  | 05-DEC-2025 2:58:27PM | [26 empty] | E1002 : Pradeep Sati | 03-SEP-2026 12:00:57PM | H1155 : Raushan Kumar
Electrical and Electronics | Relay Card |  | EE322 | Relay Card,Module - Pluggeble,4 Port,Connectwell-CIMRE1SS4/24/OM (4CH 1CO),24 V DC,(-20°C to 50°C),5 | 85364900 | 10 | NOS | 530 | 0 | RAW | 18 | 0 | YES | YES |  | NO |  | 11-DEC-2025 3:01:21PM | [26 empty] | E1002 : Pradeep Sati | 03-SEP-2026 12:00:57PM | H1155 : Raushan Kumar
Electrical and Electronics | Relay Card |  | EE323 | Relay Card,Module - Pluggeble,8 Port,Connectwell-CIMRE1SS8/24/OM (8CH 1CO),24 V DC,(-20°C to 50°C),5 | 85364900 | 9 | NOS | 700 | 0 | RAW | 18 | 0 | YES | YES |  | NO |  | 11-DEC-2025 3:01:21PM | [26 empty] | E1002 : Pradeep Sati | 03-SEP-2026 12:00:57PM | H1155 : Raushan Kumar
Electrical and Electronics | SMPS |  | EE324 | SMPS,10 Amp,Single Phase-230 VAC,24 V DC,Connectwell-CSS240/24/10-Rail Mounted | 850440 | 0 | NOS | 7854 | 0 | RAW | 18 | 0 | YES | YES |  | NO |  | 23-DEC-2025 3:45:25PM | [26 empty] | E1002 : Pradeep Sati | 06-JUL-2026 12:13:36PM | H1155 : Raushan Kumar
Electrical and Electronics | SMPS |  | EE325 | SMPS,5 Amp,Single Phase-240 VAC,24 V DC,Connectwell-CSS120/24/5-Rail Mounted | 850440 | 0 | NOS | 4279 | 0 | RAW | 18 | 0 | YES | YES |  | NO |  | 24-DEC-2025 1:46:48PM | [26 empty] | E1002 : Pradeep Sati | 06-JUL-2026 12:13:36PM | H1155 : Raushan Kumar
Electrical and Electronics | Connector |  | EE326 | Connector,PCB Pluggable Screw Terminal,XY2500-5.08-2P (2.5 mm2),12 A(230 VAC) | 8536 | 1 | NOS | 20 | 0 | RAW | 18 | 0 | YES | YES |  | NO |  | 05-JAN-2026 4:19:05PM | [26 empty] | E1002 : Pradeep Sati | 07-JUL-2026 2:00:07PM | H1155 : Raushan Kumar
Electrical and Electronics | Connector |  | EE327 | Connector,PCB Pluggable Screw Terminal,XY2500-5.08-3P (2.5 mm2),12 A(230 VAC) | 8536 | 3 | NOS | 30 | 0 | RAW | 18 | 0 | YES | YES |  | NO |  | 05-JAN-2026 4:19:05PM | [26 empty] | E1002 : Pradeep Sati | 06-JAN-2026 10:55:43AM | H1155 : Raushan Kumar
Electrical and Electronics | Connector |  | EE328 | Connector,PCB Pluggable Screw Terminal,XY2500-5.08-4P (2.5 mm2),12 A(230 VAC) | 8536 | 4 | NOS | 40 | 0 | RAW | 18 | 0 | YES | YES |  | NO |  | 05-JAN-2026 4:19:05PM | [26 empty] | E1002 : Pradeep Sati | 06-JAN-2026 10:55:43AM | H1155 : Raushan Kumar
Electrical and Electronics | Panel |  | EE329 | Panel,Power,Jastech,As Per Drawing,, | 8537 | 0 | NOS | 355813 | 0 | RAW | 18 | 0 | YES | YES |  | NO |  | 06-FEB-2026 3:18:38PM | [26 empty] | E1002 : Pradeep Sati | 16-MAR-2026 12:36:48PM | H1155 : Raushan Kumar
Electrical and Electronics | Analog Card |  | EE33 | Analog Card,Mitsubishi-FX5-8AD,Control Cabinet,,24 V DC | 9029 | 0 | NOS | 19737 | 0 | RAW | 18 | 0 | YES | YES |  | NO |  | 07-MAY-2025 3:40:25PM | [26 empty] | E1002 : Pradeep Sati | 29-JUN-2026 12:42:19PM | H1155 : Raushan Kumar
Electrical and Electronics | MCB |  | EE330 | MCB,3 Pole,6 Amp,L&T,50-60 HZ | 8536 | 0 | NOS | 1700 | 0 | RAW | 18 | 0 | YES | YES |  | NO |  | 26-FEB-2026 4:27:21PM | [26 empty] | E1002 : Pradeep Sati | 12-MAR-2026 1:32:16PM | H1155 : Raushan Kumar
Electrical and Electronics | MCB |  | EE331 | MCB,3 Pole,6 Amp,ABB,50-60 HZ | 8536 | 0 | NOS | 0 | 0 | RAW | 18 | 0 | YES | YES |  | NO |  | 26-FEB-2026 4:27:21PM | [26 empty] | E1002 : Pradeep Sati
Electrical and Electronics | MCB |  | EE332 | MCB,3 Pole,6 Amp,Siemens,50-60 HZ | 8536 | 0 | NOS | 0 | 0 | RAW | 18 | 0 | YES | YES |  | NO |  | 26-FEB-2026 4:27:21PM | [26 empty] | E1002 : Pradeep Sati
Electrical and Electronics | Converter |  | EE333 | Converter,Isolated (USB to RS232/485 B) with USB Cable,Waveshare, | 8504 | 0 | NOS | 2100 | 0 | RAW | 18 | 0 | YES | YES |  | NO |  | 26-FEB-2026 4:30:47PM | [26 empty] | E1002 : Pradeep Sati | 10-MAR-2026 3:48:42PM | H1155 : Raushan Kumar
Electrical and Electronics | Converter |  | EE334 | Converter,Isolated (USB to RS232/485 B) with USB Cable,Waveshare, | 8504 | 0 | NOS | 0 | 0 | RAW | 18 | 0 | YES | YES |  | NO |  | 26-FEB-2026 5:49:29PM | [26 empty] | E1002 : Pradeep Sati
Electrical and Electronics | Analog Card |  | EE335 | Analog Card,Mitsubishi-FX5-4AD-ADP,Control Cabinet,,24 V DC | 8538 | 0 | NOS | 9327 | 0 | RAW | 18 | 0 | YES | YES |  | NO |  | 11-MAR-2026 4:54:07PM | [26 empty] | E1002 : Pradeep Sati | 01-SEP-2026 5:01:41PM | H1155 : Raushan Kumar
Electrical and Electronics | Junction Box |  | EE336 | Junction Box,JasEnclo-J4.05B,PVC,180 X 140 X 100 mm | 85364900 | 26 | NOS | 350 | 0 | RAW | 18 | 0 | YES | YES |  | NO |  | 31-MAR-2026 3:55:15PM | [26 empty] | E1002 : Pradeep Sati | 09-SEP-2026 4:58:37PM | H1155 : Raushan Kumar
Electrical and Electronics | Junction Box |  | EE337 | Junction Box,JasEnclo-J4.05B,PVC,180 X 140 X 100 mm | 85364900 | 0 | NOS | 0 | 0 | RAW | 18 | 0 | NO | YES |  | NO |  | 31-MAR-2026 3:55:44PM | [26 empty] | E1002 : Pradeep Sati | 30-JUL-2026 2:35:25PM | E1002 : Pradeep Sati
Electrical and Electronics | Electric Light |  | EE338 | Belt,Safety-Energy Absorbing Forked Lanyard,Heapro-HEA-01,L-1.8 Mtr | 6307 | 0 | NOS | 1800 | 0 | RAW | 18 | 0 | YES | YES |  | NO |  | 21-APR-2026 4:34:11PM | [26 empty] | E1002 : Pradeep Sati | 01-MAY-2026 10:56:29AM | H1155 : Raushan Kumar
Electrical and Electronics | Electric Light |  | EE339 | Watch,Ceiling,, | 9105 | 0 | NOS | 390 | 0 | RAW | 18 | 0 | YES | YES |  | NO |  | 21-APR-2026 4:34:11PM | [26 empty] | E1002 : Pradeep Sati | 23-APR-2026 11:12:03AM | H1155 : Raushan Kumar
Electrical and Electronics | Electric Light |  | EE34 | Electric Light,Street,,50 W, | 9405 | 0 | NOS | 0 | 0 | RAW | 18 | 0 | YES | YES |  | NO |  | 07-MAY-2025 3:40:25PM | [26 empty] | E1002 : Pradeep Sati
Electrical and Electronics | Connector |  | EE340 | Umbrella,M,, | 7318 | 0 | NOS | 200 | 0 | RAW | 18 | 0 | YES | YES |  | NO |  | 21-APR-2026 4:34:11PM | [26 empty] | E1002 : Pradeep Sati | 23-APR-2026 11:12:03AM | H1155 : Raushan Kumar
Electrical and Electronics | Driver |  | EE341 | Driver,For Drum Light,, | 8504 | 0 | NOS | 0 | 0 | RAW | 18 | 0 | YES | YES |  | NO |  | 21-APR-2026 4:34:11PM | [26 empty] | E1002 : Pradeep Sati
Electrical and Electronics | Electric Light |  | EE342 | Electric Light,Street,,70 W, | 9405 | 0 | NOS | 0 | 0 | RAW | 18 | 0 | YES | YES |  | NO |  | 21-APR-2026 4:34:11PM | [26 empty] | E1002 : Pradeep Sati
Electrical and Electronics | Electric Light |  | EE343 | Electric Light,Bulb,,30 W, | 9405 | 0 | NOS | 0 | 0 | RAW | 18 | 0 | YES | YES |  | NO |  | 21-APR-2026 4:34:11PM | [26 empty] | E1002 : Pradeep Sati
Electrical and Electronics | Connector |  | EE344 | Connector,For Strip Leight,, | 8536 | 0 | NOS | 0 | 0 | RAW | 18 | 0 | YES | YES |  | NO |  | 21-APR-2026 4:34:11PM | [26 empty] | E1002 : Pradeep Sati
Electrical and Electronics | PLC |  | EE345 | PLC,Control Cabinet,Mitsubishi-FX3GA-24MR-CM, | 8534 | 2 | NOS | 14500 | 0 | RAW | 18 | 0 | YES | YES |  | NO |  | 05-MAY-2026 11:43:59AM | [26 empty] | E1002 : Pradeep Sati | 16-JUN-2026 12:21:56PM | H1155 : Raushan Kumar
Electrical and Electronics | IIOT |  | EE346 | IIOT,RS232 FM 9 Pin,ABS-MQTT,24 VDC | 9981 | 1 | NOS | 6500 | 0 | RAW | 18 | 0 | YES | YES |  | NO |  | 05-MAY-2026 6:34:51PM | [26 empty] | E1002 : Pradeep Sati | 29-JUL-2026 4:18:38PM | H1155 : Raushan Kumar
Electrical and Electronics | Converter |  | EE347 | Converter,Adaptor -HDMI to VGA Converter,, | 84733099 | 0 | NOS | 550 | 0 | RAW | 18 | 0 | YES | YES |  | NO |  | 18-MAY-2026 1:05:54PM | [26 empty] | E1002 : Pradeep Sati
Electrical and Electronics | Pin Plug |  | EE348 | Pin Plug,Socket-3 Pin,Connectwell-DIN Rail Mounting Support,6 Amp | 8536 | 4 | NOS | 45 | 0 | RAW | 18 | 0 | YES | YES |  | NO |  | 22-MAY-2026 1:40:17PM | [26 empty] | E1002 : Pradeep Sati | 20-JUN-2026 4:50:17PM | H1155 : Raushan Kumar
Electrical and Electronics | Wire |  | EE349 | Wire,USB Printer Cable,1.5 Mtr,,, | 8544 | 0 | NOS | 211.86 | 0 | RAW | 18 | 0 | YES | YES |  | NO |  | 07-JUN-2026 5:40:57PM | [26 empty] | E1002 : Pradeep Sati
Electrical and Electronics | Electric Light |  | EE35 | Electric Light,Emergency Exit,Amore Quanta,26 AH, | 9405 | 0 | NOS | 0 | 0 | RAW | 18 | 0 | YES | YES |  | NO |  | 07-MAY-2025 3:40:25PM | [26 empty] | E1002 : Pradeep Sati
Electrical and Electronics | Switch |  | EE350 | Switch,Selector-with Element NO(Two Way),L&T,,,,,,, | 8536 | 0 | NOS | 379 | 0 | RAW | 18 | 0 | YES | YES |  | NO |  | 31-JUL-2026 5:42:32PM | [26 empty] | E1002 : Pradeep Sati | 06-AUG-2026 3:50:32PM | H1155 : Raushan Kumar
Electrical and Electronics | Electric Light |  | EE36 | Electric Light,Tube Light,Philips,5 W,1 Feet | 9405 | 202 | NOS | 0 | 0 | RAW | 18 | 0 | YES | YES |  | NO |  | 07-MAY-2025 3:40:25PM | [26 empty] | E1002 : Pradeep Sati | 03-APR-2026 10:17:48AM | H1155 : Raushan Kumar
Electrical and Electronics | Electric Light |  | EE37 | Electric Light,LED,,5 W, | 9405 | 0 | NOS | 0 | 0 | RAW | 18 | 0 | YES | YES |  | NO |  | 07-MAY-2025 3:40:25PM | [26 empty] | E1002 : Pradeep Sati
Electrical and Electronics | Electric Light |  | EE38 | Electric Light,LED,,120 W, | 9405 | 0 | NOS | 0 | 0 | RAW | 18 | 0 | YES | YES |  | NO |  | 07-MAY-2025 3:40:25PM | [26 empty] | E1002 : Pradeep Sati
Electrical and Electronics | Pin Plug |  | EE39 | Pin Plug,2-Pin,,6 Amp | 85366990 | 0 | NOS | 0 | 0 | RAW | 18 | 0 | YES | YES |  | NO |  | 07-MAY-2025 3:40:25PM | [26 empty] | E1002 : Pradeep Sati | 05-JUN-2025 5:03:13PM | E1002 : Pradeep Sati
Electrical and Electronics-Bulk | Legends |  | EE4 | Legends,Blower Trip,,22.5 mm,Black,Aluminium | 8538 | 0 | NOS | 0 | 0 | RAW | 18 | 0 | YES | YES |  | NO |  | 01-MAY-2025 4:03:30PM | [26 empty] | E1002 : Pradeep Sati | 09-JUN-2025 12:39:53AM | E1002 : Pradeep Sati
Electrical and Electronics | Pin Plug |  | EE40 | Pin Plug,3-Pin,,6 Amp | 85366990 | 14 | NOS | 45 | 0 | RAW | 18 | 0 | YES | YES |  | NO |  | 07-MAY-2025 3:40:25PM | [26 empty] | E1002 : Pradeep Sati | 09-SEP-2026 4:58:37PM | H1155 : Raushan Kumar
Electrical and Electronics | Pin Plug |  | EE41 | Pin Plug,3-Pin,,16 Amp | 85366990 | 0 | NOS | 0 | 0 | RAW | 18 | 0 | YES | YES |  | NO |  | 07-MAY-2025 3:40:25PM | [26 empty] | E1002 : Pradeep Sati
Electrical and Electronics | Electrical Coil |  | EE42 | Electrical Coil,SOV,Uflow,,230 V AC | 84814000 | 0 | NOS | 0 | 0 | RAW | 18 | 0 | YES | YES |  | NO |  | 07-MAY-2025 3:40:25PM | [26 empty] | E1002 : Pradeep Sati
Electrical and Electronics | Electrical Coil |  | EE43 | Electrical Coil,SOV,Uflow,,24 V DC | 84814000 | 0 | NOS | 0 | 0 | RAW | 18 | 0 | YES | YES |  | NO |  | 07-MAY-2025 3:40:25PM | [26 empty] | E1002 : Pradeep Sati
Electrical and Electronics | Electrical Coil |  | EE44 | Electrical Coil,SOV,Rotex,,24 V DC | 84814000 | 0 | NOS | 915 | 0 | RAW | 18 | 0 | YES | YES |  | NO |  | 07-MAY-2025 3:40:25PM | [26 empty] | E1002 : Pradeep Sati | 17-JUL-2026 9:35:54AM | H1155 : Raushan Kumar
Electrical and Electronics | Electrical Coil |  | EE45 | Electrical Coil,SOV,Rotex,,230 V AC | 84814000 | 0 | NOS | 0 | 0 | RAW | 18 | 0 | YES | YES |  | NO |  | 07-MAY-2025 3:40:25PM | [26 empty] | E1002 : Pradeep Sati
Electrical and Electronics | Extension Board |  | EE46 | Extension Board,3-Pin Power Strip,Cona,6 Amp | 85369090 | 0 | NOS | 0 | 0 | RAW | 18 | 0 | YES | YES |  | NO |  | 07-MAY-2025 3:40:25PM | [26 empty] | E1002 : Pradeep Sati | 05-JUN-2025 5:03:06PM | E1002 : Pradeep Sati
Electrical and Electronics | Extension Board |  | EE47 | Extension Board,3-Pin Power Strip,Cona,16 Amp | 85369090 | 0 | NOS | 875 | 0 | RAW | 18 | 0 | YES | YES |  | NO |  | 07-MAY-2025 3:40:25PM | [26 empty] | E1002 : Pradeep Sati | 16-MAR-2026 2:55:25PM | H1155 : Raushan Kumar
Electrical and Electronics | Exhaust Fan |  | EE48 | Exhaust Fan,Control Cabinet,Hicool,,24 V DC,55 CFM,92 X 92 X 25 mm | 84145190 | 1 | NOS | 0 | 0 | RAW | 18 | 0 | YES | YES |  | NO |  | 07-MAY-2025 3:40:25PM | [26 empty] | E1002 : Pradeep Sati | 19-JUN-2026 10:29:36AM | H1155 : Raushan Kumar
Electrical and Electronics-Bulk | Earthing Electrode |  | EE49 | Earthing Electrode,Chemical,Copper,Dia -50 mm | 854590 | 0 | NOS | 8000 | 0 | RAW | 18 | 0 | YES | YES |  | NO |  | 07-MAY-2025 3:40:25PM | [26 empty] | E1002 : Pradeep Sati | 09-JUN-2025 12:39:53AM | E1002 : Pradeep Sati
Electrical and Electronics-Bulk | Legends |  | EE5 | Legends,Compressor Trip,,22.5 mm,Black,Aluminium | 8538 | 0 | NOS | 0 | 0 | RAW | 18 | 0 | YES | YES |  | NO |  | 01-MAY-2025 4:03:30PM | [26 empty] | E1002 : Pradeep Sati | 09-JUN-2025 12:39:53AM | E1002 : Pradeep Sati
Electrical and Electronics-Bulk | Earthing Strip |  | EE50 | Earthing Strip,Plate,GI,25 x 3 mm | 730890 | 35 | NOS | 82 | 0 | RAW | 18 | 0 | YES | YES |  | NO |  | 07-MAY-2025 3:40:25PM | [26 empty] | E1002 : Pradeep Sati | 29-JUN-2026 11:06:19AM | H1155 : Raushan Kumar
Electrical and Electronics-Bulk | Short Link |  | EE51 | Short Link,Terminal,10 Points,,SS,2.5 mm2 | 8538 | 8 | NOS | 102 | 0 | RAW | 18 | 0 | YES | YES |  | NO |  | 07-MAY-2025 3:40:25PM | [26 empty] | E1002 : Pradeep Sati | 09-SEP-2026 4:58:37PM | H1155 : Raushan Kumar
Electrical and Electronics-Bulk | Terminal Block |  | EE52 | Terminal Block,2.5 mm2,Grey,Selzer | 85389000 | 33 | NOS | 7.28 | 0 | RAW | 18 | 0 | YES | YES |  | NO |  | 07-MAY-2025 3:40:25PM | [26 empty] | E1002 : Pradeep Sati | 13-AUG-2026 2:20:44PM | H1155 : Raushan Kumar
Electrical and Electronics-Bulk | Terminal Block |  | EE53 | Terminal Block,6 mm2,Grey,Selzer | 85389000 | 126 | NOS | 0 | 0 | RAW | 18 | 0 | YES | YES |  | NO |  | 07-MAY-2025 3:40:25PM | [26 empty] | E1002 : Pradeep Sati | 27-JUN-2026 2:57:46PM | H1155 : Raushan Kumar
Electrical and Electronics-Bulk | Terminal Block |  | EE54 | Terminal Block,10 mm2,Grey,Selzer | 85389000 | 9 | NOS | 0 | 0 | RAW | 18 | 0 | YES | YES |  | NO |  | 07-MAY-2025 3:40:25PM | [26 empty] | E1002 : Pradeep Sati | 17-NOV-2025 5:52:22PM | E1002 : Pradeep Sati
Electrical and Electronics-Bulk | Terminal Block |  | EE55 | Terminal Block,25 mm2,Grey,Selzer | 85389000 | 40 | NOS | 54.45 | 0 | RAW | 18 | 0 | YES | YES |  | NO |  | 07-MAY-2025 3:40:25PM | [26 empty] | E1002 : Pradeep Sati | 21-AUG-2026 3:26:09PM | H1155 : Raushan Kumar
Electrical and Electronics-Bulk | Terminal Block |  | EE56 | Terminal Block,35 mm2,Grey,Selzer | 85389000 | 7 | NOS | 40 | 0 | RAW | 18 | 0 | YES | YES |  | NO |  | 07-MAY-2025 3:40:25PM | [26 empty] | E1002 : Pradeep Sati | 10-AUG-2026 4:34:37PM | H1155 : Raushan Kumar
Electrical and Electronics-Bulk | Terminal Block |  | EE57 | Terminal Block,50 mm2,Grey,Selzer | 85389000 | 10 | NOS | 1 | 0 | RAW | 18 | 0 | YES | YES |  | NO |  | 07-MAY-2025 3:40:25PM | [26 empty] | E1002 : Pradeep Sati | 02-SEP-2026 4:45:16PM | H1155 : Raushan Kumar
Electrical and Electronics-Bulk | Terminal Block |  | EE58 | Terminal Block,70 mm2,Grey,Selzer | 85389000 | 0 | NOS | 0 | 0 | RAW | 18 | 0 | YES | YES |  | NO |  | 07-MAY-2025 3:40:25PM | [26 empty] | E1002 : Pradeep Sati | 13-SEP-2025 10:31:50AM | H1155 : Raushan Kumar
Electrical and Electronics | Relay |  | EE59 | Relay,only Base ,,8 Pin, | 85364900 | 7 | NOS | 80 | 0 | RAW | 18 | 0 | YES | YES |  | NO |  | 07-MAY-2025 3:40:25PM | [26 empty] | E1002 : Pradeep Sati | 13-AUG-2026 12:23:27PM | H1155 : Raushan Kumar
Electrical and Electronics-Bulk | Legends |  | EE6 | Legends,Compressor On,,22.5 mm,Black,Aluminium | 8538 | 0 | NOS | 0 | 0 | RAW | 18 | 0 | YES | YES |  | NO |  | 01-MAY-2025 4:03:30PM | [26 empty] | E1002 : Pradeep Sati | 09-JUN-2025 12:39:53AM | E1002 : Pradeep Sati
Electrical and Electronics | Relay |  | EE60 | Relay,,,8 Pin,24 V DC | 85364900 | 6 | NOS | 220 | 0 | RAW | 18 | 0 | YES | YES |  | NO |  | 07-MAY-2025 3:40:25PM | [26 empty] | E1002 : Pradeep Sati | 29-APR-2026 11:46:19AM | H1155 : Raushan Kumar
Electrical and Electronics | Relay |  | EE61 | Relay,,,8 Pin,230 V AC | 85364900 | 0 | NOS | 175 | 0 | RAW | 18 | 0 | YES | YES |  | NO |  | 07-MAY-2025 3:40:25PM | [26 empty] | E1002 : Pradeep Sati | 21-AUG-2026 3:26:09PM | H1155 : Raushan Kumar
Electrical and Electronics | Relay Card |  | EE62 | Relay Card,8 Port,Trinity Touch,TT-IMRB-08024D1S,24 V DC,(0°C to 50°C),50 Hz | 85364900 | 0 | NOS | 831 | 0 | RAW | 18 | 0 | YES | YES |  | NO |  | 07-MAY-2025 3:40:25PM | [26 empty] | E1002 : Pradeep Sati | 31-AUG-2026 12:59:27PM | H1155 : Raushan Kumar
Electrical and Electronics | Relay Card |  | EE63 | Relay Card,4 Port,Trinity Touch,TT-IMRB-04024D1S,24 V DC,(0°C to 50°C),50 Hz | 85364900 | 1 | NOS | 635 | 0 | RAW | 18 | 0 | YES | YES |  | NO |  | 07-MAY-2025 3:40:25PM | [26 empty] | E1002 : Pradeep Sati | 09-SEP-2026 4:58:37PM | H1155 : Raushan Kumar
Electrical and Electronics-Bulk | Electric Channel |  | EE64 | Electric Channel,Rail,MS, | 8510 | 89 | MTR | 50 | 0 | RAW | 18 | 0 | YES | YES |  | NO |  | 07-MAY-2025 3:40:25PM | [26 empty] | E1002 : Pradeep Sati | 09-SEP-2026 4:58:37PM | H1155 : Raushan Kumar
Electrical and Electronics-Bulk | Electric Channel |  | EE65 | Electric Channel,With Cover,PVC,25 X 25 mm | 8510 | 154 | MTR | 147.3 | 0 | RAW | 18 | 0 | YES | YES |  | NO |  | 07-MAY-2025 3:40:25PM | [26 empty] | E1002 : Pradeep Sati | 06-AUG-2026 5:19:49PM | H1155 : Raushan Kumar
Electrical and Electronics-Bulk | Electric Channel |  | EE66 | Electric Channel,With Cover,PVC,25 X 40 mm | 8510 | 0 | MTR | 125 | 0 | RAW | 18 | 0 | YES | YES |  | NO |  | 07-MAY-2025 3:40:25PM | [26 empty] | E1002 : Pradeep Sati | 09-JUN-2025 12:39:53AM | E1002 : Pradeep Sati
Electrical and Electronics-Bulk | Capacitor |  | EE67 | Diode,Absstem Controller,, 50-60 HZ | 85381010 | 0 | NOS | 0 | 0 | RAW | 18 | 0 | YES | YES |  | NO |  | 07-MAY-2025 3:40:25PM | [26 empty] | E1002 : Pradeep Sati | 09-JUN-2025 12:39:53AM | E1002 : Pradeep Sati
Electrical and Electronics-Bulk | Diode |  | EE68 | Capacitor,Absstem Controller,AEC-102,, 50-60 HZ | 8541 | 0 | NOS | 0 | 0 | RAW | 18 | 0 | YES | YES |  | NO |  | 07-MAY-2025 3:40:25PM | [26 empty] | E1002 : Pradeep Sati | 09-JUN-2025 12:39:53AM | E1002 : Pradeep Sati
Electrical and Electronics | MCB |  | EE69 | MCB,1 Pole,2 Amp,L&T,50-60 HZ | 8536 | 12 | NOS | 1 | 0 | RAW | 18 | 0 | YES | YES |  | NO |  | 07-MAY-2025 3:40:25PM | [26 empty] | E1002 : Pradeep Sati | 13-AUG-2026 12:23:27PM | H1155 : Raushan Kumar
Electrical and Electronics-Bulk | Legends |  | EE7 | Legends,Blower On,,22.5 mm,Black,Aluminium | 8538 | 0 | NOS | 0 | 0 | RAW | 18 | 0 | YES | YES |  | NO |  | 01-MAY-2025 4:03:30PM | [26 empty] | E1002 : Pradeep Sati | 05-JUN-2025 5:29:54PM | E1002 : Pradeep Sati
Electrical and Electronics | MCB |  | EE70 | MCB,1 Pole,6 Amp,L&T,50-60 HZ | 8536 | 7 | NOS | 1 | 0 | RAW | 18 | 0 | YES | YES |  | NO |  | 07-MAY-2025 3:40:25PM | [26 empty] | E1002 : Pradeep Sati | 20-JUN-2026 4:50:16PM | H1155 : Raushan Kumar
Electrical and Electronics | MCB |  | EE71 | MCB,1 Pole,10 Amp,L&T,50-60 HZ | 8536 | 1 | NOS | 0 | 0 | RAW | 18 | 0 | YES | YES |  | NO |  | 07-MAY-2025 3:40:25PM | [26 empty] | E1002 : Pradeep Sati | 17-NOV-2025 5:52:22PM | E1002 : Pradeep Sati
Electrical and Electronics | MCB |  | EE72 | MCB,1 Pole,16 Amp,L&T,50-60 HZ | 8536 | 0 | NOS | 0 | 0 | RAW | 18 | 0 | YES | YES |  | NO |  | 07-MAY-2025 3:40:25PM | [26 empty] | E1002 : Pradeep Sati
Electrical and Electronics | MCB |  | EE73 | MCB,1 Pole,32 Amp,L&T,50-60 HZ | 8536 | 4 | NOS | 1 | 0 | RAW | 18 | 0 | YES | YES |  | NO |  | 07-MAY-2025 3:40:25PM | [26 empty] | E1002 : Pradeep Sati | 17-NOV-2025 5:52:22PM | E1002 : Pradeep Sati
Electrical and Electronics | MCB |  | EE74 | MCB,2 Pole,2 Amp,L&T,50-60 HZ | 8536 | 3 | NOS | 0 | 0 | RAW | 18 | 0 | YES | YES |  | NO |  | 07-MAY-2025 3:40:25PM | [26 empty] | E1002 : Pradeep Sati | 31-JUL-2026 2:55:43PM | H1155 : Raushan Kumar
Electrical and Electronics | MCB |  | EE75 | MCB,2 Pole,6 Amp,L&T,50-60 HZ | 8536 | 7 | NOS | 1080 | 0 | RAW | 18 | 0 | YES | YES |  | NO |  | 07-MAY-2025 3:40:25PM | [26 empty] | E1002 : Pradeep Sati | 06-AUG-2026 5:19:49PM | H1155 : Raushan Kumar
Electrical and Electronics | MCB |  | EE76 | MCB,2 Pole,10 Amp,L&T,50-60 HZ | 8536 | 5 | NOS | 1080 | 0 | RAW | 18 | 0 | YES | YES |  | NO |  | 07-MAY-2025 3:40:25PM | [26 empty] | E1002 : Pradeep Sati | 08-SEP-2026 5:19:02PM | H1155 : Raushan Kumar
Electrical and Electronics | MCB |  | EE77 | MCB,2 Pole,16 Amp,L&T,50-60 HZ | 8536 | 2 | NOS | 1 | 0 | RAW | 18 | 0 | YES | YES |  | NO |  | 07-MAY-2025 3:40:25PM | [26 empty] | E1002 : Pradeep Sati | 19-NOV-2025 3:03:29PM | H1155 : Raushan Kumar
Electrical and Electronics | MCB |  | EE78 | MCB,2 Pole,32 Amp,L&T,50-60 HZ | 8536 | 3 | NOS | 1 | 0 | RAW | 18 | 0 | YES | YES |  | NO |  | 07-MAY-2025 3:40:25PM | [26 empty] | E1002 : Pradeep Sati | 01-AUG-2026 10:27:28AM | H1155 : Raushan Kumar
Electrical and Electronics | MCB |  | EE79 | MCB,2 Pole,63 Amp,L&T,50-60 HZ | 8536 | 2 | NOS | 0 | 0 | RAW | 18 | 0 | YES | YES |  | NO |  | 07-MAY-2025 3:40:25PM | [26 empty] | E1002 : Pradeep Sati | 17-NOV-2025 5:52:22PM | E1002 : Pradeep Sati
Electrical and Electronics-Bulk | Legends |  | EE8 | Legends,Y Phase,,22.5 mm,Black,Aluminium | 8538 | 0 | NOS | 0 | 0 | RAW | 18 | 0 | YES | YES |  | NO |  | 01-MAY-2025 4:03:30PM | [26 empty] | E1002 : Pradeep Sati | 09-JUN-2025 12:39:53AM | E1002 : Pradeep Sati
Electrical and Electronics | MCB |  | EE80 | MCB,3 Pole,20 Amp,L&T,50-60 HZ | 8536 | 1 | NOS | 0 | 0 | RAW | 18 | 0 | YES | YES |  | NO |  | 07-MAY-2025 3:40:25PM | [26 empty] | E1002 : Pradeep Sati | 17-NOV-2025 5:52:22PM | E1002 : Pradeep Sati
Electrical and Electronics | MCB |  | EE81 | MCB,3 Pole,32 Amp,L&T,50-60 HZ | 8536 | 7 | NOS | 1 | 0 | RAW | 18 | 0 | YES | YES |  | NO |  | 07-MAY-2025 3:40:25PM | [26 empty] | E1002 : Pradeep Sati | 17-NOV-2025 5:52:22PM | E1002 : Pradeep Sati
Electrical and Electronics | MCB |  | EE82 | MCB,3 Pole,40 Amp,L&T,50-60 HZ | 8536 | 5 | NOS | 0 | 0 | RAW | 18 | 0 | YES | YES |  | NO |  | 07-MAY-2025 3:40:25PM | [26 empty] | E1002 : Pradeep Sati | 17-NOV-2025 5:52:22PM | E1002 : Pradeep Sati
Electrical and Electronics | MCB |  | EE83 | MCB,3 Pole,50 Amp,L&T,50-60 HZ | 8536 | 6 | NOS | 1 | 0 | RAW | 18 | 0 | YES | YES |  | NO |  | 07-MAY-2025 3:40:25PM | [26 empty] | E1002 : Pradeep Sati | 17-NOV-2025 5:52:22PM | E1002 : Pradeep Sati
Electrical and Electronics | MCB |  | EE84 | MCB,3 Pole,63 Amp,L&T,50-60 HZ | 8536 | 1 | NOS | 2360 | 0 | RAW | 18 | 0 | YES | YES |  | NO |  | 07-MAY-2025 3:40:25PM | [26 empty] | E1002 : Pradeep Sati | 17-NOV-2025 5:52:22PM | E1002 : Pradeep Sati
Electrical and Electronics | MCB |  | EE85 | MCB,4 Pole,16 Amp,L&T,50-60 HZ | 8536 | 2 | NOS | 0 | 0 | RAW | 18 | 0 | YES | YES |  | NO |  | 07-MAY-2025 3:40:25PM | [26 empty] | E1002 : Pradeep Sati | 17-NOV-2025 5:52:22PM | E1002 : Pradeep Sati
Electrical and Electronics | MCB |  | EE86 | MCB,4 Pole,25 Amp,L&T,50-60 HZ | 8536 | 0 | NOS | 0 | 0 | RAW | 18 | 0 | YES | YES |  | NO |  | 07-MAY-2025 3:40:25PM | [26 empty] | E1002 : Pradeep Sati
Electrical and Electronics | MCB |  | EE87 | MCB,4 pole,32 Amp,L&T,50-60 HZ | 8536 | 2 | NOS | 0 | 0 | RAW | 18 | 0 | YES | YES |  | NO |  | 07-MAY-2025 3:40:25PM | [26 empty] | E1002 : Pradeep Sati | 17-NOV-2025 5:52:22PM | E1002 : Pradeep Sati
Electrical and Electronics | MCB |  | EE88 | MCB,4 Pole,63 Amp,L&T,50-60 HZ | 8536 | 2 | NOS | 0 | 0 | RAW | 18 | 0 | YES | YES |  | NO |  | 07-MAY-2025 3:40:25PM | [26 empty] | E1002 : Pradeep Sati | 17-NOV-2025 5:52:22PM | E1002 : Pradeep Sati
Electrical and Electronics | MCCB |  | EE89 | MCCB,3 Pole,40 Amp,With Handle,L&T,50-60 HZ | 8536 | 0 | NOS | 0 | 0 | RAW | 18 | 0 | YES | YES |  | NO |  | 07-MAY-2025 3:40:25PM | [26 empty] | E1002 : Pradeep Sati
Electrical and Electronics-Bulk | Legends |  | EE9 | Legends,B Phase,,22.5 mm,Black,Aluminium | 8538 | 0 | NOS | 0 | 0 | RAW | 18 | 0 | YES | YES |  | NO |  | 01-MAY-2025 4:03:30PM | [26 empty] | E1002 : Pradeep Sati | 09-JUN-2025 12:39:53AM | E1002 : Pradeep Sati
Electrical and Electronics | MCCB |  | EE90 | MCCB,3 Pole,63 Amp,With Handle,L&T,50-60 HZ | 8536 | 0 | NOS | 0 | 0 | RAW | 18 | 0 | YES | YES |  | NO |  | 07-MAY-2025 3:40:25PM | [26 empty] | E1002 : Pradeep Sati | 03-AUG-2026 12:46:37PM | H1155 : Raushan Kumar
Electrical and Electronics | MCCB |  | EE91 | MCCB,3 Pole,80 Amp,With Handle,L&T,50-60 HZ | 8536 | 0 | NOS | 0 | 0 | RAW | 18 | 0 | YES | YES |  | NO |  | 07-MAY-2025 3:40:25PM | [26 empty] | E1002 : Pradeep Sati
Electrical and Electronics | MCCB |  | EE92 | MCCB,3 Pole,100 Amp,With Handle,L&T,50-60 HZ | 8536 | 0 | NOS | 3350 | 0 | RAW | 18 | 0 | YES | YES |  | NO |  | 07-MAY-2025 3:40:25PM | [26 empty] | E1002 : Pradeep Sati | 31-MAR-2026 4:38:33PM | H1155 : Raushan Kumar
Electrical and Electronics | MCCB |  | EE93 | MCCB,3 Pole,125 Amp,With Handle,L&T,50-60 HZ | 8536 | 1 | NOS | 15790 | 0 | RAW | 18 | 0 | YES | YES |  | NO |  | 07-MAY-2025 3:40:25PM | [26 empty] | E1002 : Pradeep Sati | 06-AUG-2026 4:04:55PM | H1155 : Raushan Kumar
Electrical and Electronics | MCCB |  | EE94 | MCCB,4 Pole,160 Amp,With Handle,L&T,50-60 HZ | 8536 | 0 | NOS | 14642 | 0 | RAW | 18 | 0 | YES | YES |  | NO |  | 07-MAY-2025 3:40:25PM | [26 empty] | E1002 : Pradeep Sati | 10-JUN-2026 2:40:13PM | H1155 : Raushan Kumar
Electrical and Electronics | MCCB |  | EE95 | MCCB,3 Pole,40 Amp,With Handle,Schnieder,50-60 HZ | 8536 | 0 | NOS | 0 | 0 | RAW | 18 | 0 | YES | YES |  | NO |  | 07-MAY-2025 3:40:25PM | [26 empty] | E1002 : Pradeep Sati
Electrical and Electronics | MCCB |  | EE96 | MCCB,3 Pole,63 Amp,With Handle,Schnieder,50-60 HZ | 8536 | 18 | NOS | 0 | 0 | RAW | 18 | 0 | YES | YES |  | NO |  | 07-MAY-2025 3:40:25PM | [26 empty] | E1002 : Pradeep Sati | 17-NOV-2025 5:52:23PM | E1002 : Pradeep Sati
Electrical and Electronics | MCCB |  | EE97 | MCCB,3 Pole,80 Amp,With Handle,Schnieder,50-60 HZ | 8536 | 0 | NOS | 0 | 0 | RAW | 18 | 0 | YES | YES |  | NO |  | 07-MAY-2025 3:40:25PM | [26 empty] | E1002 : Pradeep Sati
Electrical and Electronics | MCCB |  | EE98 | MCCB,3 Pole,100 Amp,With Handle,Schnieder,50-60 HZ | 8536 | 0 | NOS | 0 | 0 | RAW | 18 | 0 | YES | YES |  | NO |  | 07-MAY-2025 3:40:25PM | [26 empty] | E1002 : Pradeep Sati
Electrical and Electronics | MCCB |  | EE99 | MCCB,3 Pole,125 Amp,With Handle,Schnieder,50-60 HZ | 8536 | 0 | NOS | 0 | 0 | RAW | 18 | 0 | YES | YES |  | NO |  | 07-MAY-2025 3:40:25PM | [26 empty] | E1002 : Pradeep Sati
Electrical and Electronics-Bulk | PVC Conduit |  | EEB1 | PVC Conduit,Pipe,PG9, | 39171020 | 110 | MTR | 16.52 | 0 | RAW | 18 | 0 | YES | YES |  | NO |  | 30-MAY-2025 6:05:30PM | [26 empty] | E1002 : Pradeep Sati | 09-SEP-2026 4:58:37PM | H1155 : Raushan Kumar
Electrical and Electronics-Bulk | PVC Conduit |  | EEB10 | PVC Conduit,Gland,PG25, | 39171020 | 9 | NOS | 0 | 0 | RAW | 18 | 0 | YES | YES |  | NO |  | 30-MAY-2025 6:05:31PM | [26 empty] | E1002 : Pradeep Sati | 17-NOV-2025 5:52:23PM | E1002 : Pradeep Sati
Electrical and Electronics-Bulk | Thimble |  | EEB100 | Thimble,Pin Type-Twin-with Insulated Ferrule(1508),1.5 mm2,, | 8335 | 3 | NOS | 101.7 | 0 | RAW | 18 | 0 | YES | YES |  | NO |  | 03-JUN-2026 3:30:35PM | [26 empty] | E1002 : Pradeep Sati | 24-JUN-2026 10:53:40AM | H1155 : Raushan Kumar
Electrical and Electronics-Bulk | PVC Conduit |  | EEB101 | PVC Conduit,Gland,PG9,Controlwell-PNC-P09B | 39171020 | 40 | NOS | 130.89 | 0 | RAW | 18 | 0 | YES | YES |  | NO |  | 21-JUN-2026 9:36:27AM | [26 empty] | E1002 : Pradeep Sati | 24-JUN-2026 11:20:39AM | H1155 : Raushan Kumar
Electrical and Electronics-Bulk | PVC Conduit |  | EEB102 | PVC Conduit,Gland,PG16,Controlwell-PNC-P16B | 39171020 | 38 | NOS | 135.4 | 0 | RAW | 18 | 0 | YES | YES |  | NO |  | 21-JUN-2026 9:36:27AM | [26 empty] | E1002 : Pradeep Sati | 11-AUG-2026 11:14:41AM | H1155 : Raushan Kumar
Electrical and Electronics-Bulk | PVC Conduit |  | EEB103 | PVC Conduit,Pipe,PG9-Flexible,Controlwell-CPS-10B | 39171020 | 35 | NOS | 65.57 | 0 | RAW | 18 | 0 | YES | YES |  | NO |  | 21-JUN-2026 9:36:27AM | [26 empty] | E1002 : Pradeep Sati | 24-JUN-2026 11:20:39AM | H1155 : Raushan Kumar
Electrical and Electronics-Bulk | PVC Conduit |  | EEB104 | PVC Conduit,Pipe,PG16-Flexible,Controlwell-CPS-16B | 39171020 | 98 | NOS | 35 | 0 | RAW | 18 | 0 | YES | YES |  | NO |  | 21-JUN-2026 9:36:28AM | [26 empty] | E1002 : Pradeep Sati | 24-JUN-2026 11:20:39AM | H1155 : Raushan Kumar
Electrical and Electronics-Bulk | Wire |  | EEB105 | Wire,1 Core,1 mm2,Red,Copper,RR Kabel-UL Certified | 85444920 | 92 | NOS | 18 | 0 | RAW | 18 | 0 | YES | YES |  | NO |  | 21-JUN-2026 9:36:28AM | [26 empty] | E1002 : Pradeep Sati | 24-JUN-2026 10:04:11AM | H1155 : Raushan Kumar
Electrical and Electronics-Bulk | Wire |  | EEB106 | Wire,1 Core,1 mm2,Black,Copper,RR Kabel-UL Certified | 85444920 | 92 | NOS | 18 | 0 | RAW | 18 | 0 | YES | YES |  | NO |  | 21-JUN-2026 9:36:28AM | [26 empty] | E1002 : Pradeep Sati | 24-JUN-2026 10:04:11AM | H1155 : Raushan Kumar
Electrical and Electronics-Bulk | Wire |  | EEB107 | Wire,1 Core,1 mm2,Blue,Copper,RR Kabel-UL Certified | 85444920 | 70 | NOS | 18 | 0 | RAW | 18 | 0 | YES | YES |  | NO |  | 21-JUN-2026 9:36:28AM | [26 empty] | E1002 : Pradeep Sati | 24-JUN-2026 10:04:11AM | H1155 : Raushan Kumar
Electrical and Electronics-Bulk | Wire |  | EEB108 | Wire,1 Core,1 mm2,White,Copper,RR Kabel-UL Certified | 85444920 | 55 | NOS | 18 | 0 | RAW | 18 | 0 | YES | YES |  | NO |  | 21-JUN-2026 9:36:28AM | [26 empty] | E1002 : Pradeep Sati | 24-JUN-2026 10:04:11AM | H1155 : Raushan Kumar
Electrical and Electronics-Bulk | Wire |  | EEB109 | Wire,1 Core,1 mm2,Gray,Copper,RR Kabel-UL Certified | 85444920 | 38 | NOS | 18 | 0 | RAW | 18 | 0 | YES | YES |  | NO |  | 21-JUN-2026 9:36:28AM | [26 empty] | E1002 : Pradeep Sati | 26-JUN-2026 9:11:40AM | H1155 : Raushan Kumar
Electrical and Electronics-Bulk | PVC Conduit |  | EEB11 | PVC Conduit,Gland,PG35, | 39171020 | 0 | NOS | 0 | 0 | RAW | 18 | 0 | YES | YES |  | NO |  | 30-MAY-2025 6:05:31PM | [26 empty] | E1002 : Pradeep Sati | 20-SEP-2025 11:03:41AM | H1155 : Raushan Kumar
Electrical and Electronics-Bulk | Wire |  | EEB110 | Wire,1 Core,1.5 mm2,Green/Yellow,Copper,RR Kabel-UL Certified | 85444920 | 92 | NOS | 25 | 0 | RAW | 18 | 0 | YES | YES |  | NO |  | 21-JUN-2026 9:36:28AM | [26 empty] | E1002 : Pradeep Sati | 24-JUN-2026 10:04:11AM | H1155 : Raushan Kumar
Electrical and Electronics-Bulk | Blanking Plug |  | EEB111 | Blanking Plug, PVC, Grey, Size 22.5 mm | 9405 | 9 | NOS | 90 | 0 | RAW | 18 | 0 | YES | YES |  | NO |  | 10-AUG-2026 2:22:34PM | [26 empty] | E1002 : Pradeep Sati | 12-AUG-2026 3:28:35PM | H1155 : Raushan Kumar
Electrical and Electronics-Bulk | Ferrule |  | EEB112 | Ferrule,Sleeve,,PVC,Blank,,6 mm2 | 8536 | 1 | NOS | 1800 | 0 | RAW | 18 | 0 | YES | YES |  | NO |  | 24-AUG-2026 2:50:19PM | [26 empty] | E1002 : Pradeep Sati
Electrical and Electronics-Bulk | Diode |  | EEB113 | Diode,Unidirectional,TVS,P6KE27CA | 85411000 | 200 | NOS | 10 | 0 | RAW | 18 | 0 | YES | YES |  | NO |  | 02-SEP-2026 3:58:33PM | [26 empty] | E1002 : Pradeep Sati
Electrical and Electronics-Bulk | PVC Conduit |  | EEB12 | PVC Conduit,Gland,PG50, | 39171020 | 0 | MTR | 0 | 0 | RAW | 18 | 0 | YES | YES |  | NO |  | 30-MAY-2025 6:05:31PM | [26 empty] | E1002 : Pradeep Sati | 03-JUN-2026 5:32:52PM | E1002 : Pradeep Sati
Electrical and Electronics-Bulk | Electric Channel |  | EEB13 | Electric Channel,Cable Tray With Cover,GI,50 X 2500 mm | 73089090 | 237 | NOS | 0 | 0 | RAW | 18 | 0 | YES | YES |  | NO |  | 09-JUN-2025 2:19:52PM | [26 empty] | E1002 : Pradeep Sati | 11-AUG-2026 12:36:04PM | H1155 : Raushan Kumar
Electrical and Electronics-Bulk | Electric Channel |  | EEB14 | Electric Channel,Cable Tray With Cover,GI,100 X 2500 mm | 73089090 | 42 | NOS | 680 | 0 | RAW | 18 | 0 | YES | YES |  | NO |  | 09-JUN-2025 2:19:53PM | [26 empty] | E1002 : Pradeep Sati | 12-AUG-2026 11:59:11AM | H1155 : Raushan Kumar
Electrical and Electronics-Bulk | Thimble |  | EEB15 | Thimble,Pin Type,10 mm2,,Aluminium | 8335 | 0 | NOS | 0 | 0 | RAW | 18 | 0 | YES | YES |  | NO |  | 09-JUN-2025 2:19:53PM | [26 empty] | E1002 : Pradeep Sati
Electrical and Electronics-Bulk | Thimble |  | EEB16 | Thimble,Pin Type,16 mm2,,Aluminium | 8335 | 0 | NOS | 0 | 0 | RAW | 18 | 0 | YES | YES |  | NO |  | 09-JUN-2025 2:19:53PM | [26 empty] | E1002 : Pradeep Sati
Electrical and Electronics-Bulk | Thimble |  | EEB17 | Thimble,Pin Type,25 mm2,,Aluminium | 8335 | 0 | NOS | 0 | 0 | RAW | 18 | 0 | YES | YES |  | NO |  | 09-JUN-2025 2:19:53PM | [26 empty] | E1002 : Pradeep Sati
Electrical and Electronics-Bulk | Thimble |  | EEB18 | Thimble,Pin Type,35 mm2,,Aluminium | 8335 | 0 | NOS | 0 | 0 | RAW | 18 | 0 | YES | YES |  | NO |  | 09-JUN-2025 2:19:53PM | [26 empty] | E1002 : Pradeep Sati
Electrical and Electronics-Bulk | Thimble |  | EEB19 | Thimble,Pin Type,50 mm2,,Aluminium | 8335 | 0 | NOS | 0 | 0 | RAW | 18 | 0 | YES | YES |  | NO |  | 09-JUN-2025 2:19:53PM | [26 empty] | E1002 : Pradeep Sati
Electrical and Electronics-Bulk | PVC Conduit |  | EEB2 | PVC Conduit,Pipe,PG16, | 39171020 | 0 | NOS | 27 | 0 | RAW | 18 | 0 | YES | YES |  | NO |  | 30-MAY-2025 6:05:30PM | [26 empty] | E1002 : Pradeep Sati | 09-SEP-2026 4:58:37PM | H1155 : Raushan Kumar
Electrical and Electronics-Bulk | Thimble |  | EEB20 | Thimble,Pin Type,70 mm2,,Aluminium | 8335 | 0 | NOS | 0 | 0 | RAW | 18 | 0 | YES | YES |  | NO |  | 09-JUN-2025 2:19:53PM | [26 empty] | E1002 : Pradeep Sati
Electrical and Electronics-Bulk | Thimble |  | EEB21 | Thimble,Pin Type,95 mm2,,Aluminium | 8335 | 0 | NOS | 0 | 0 | RAW | 18 | 0 | YES | YES |  | NO |  | 09-JUN-2025 2:19:53PM | [26 empty] | E1002 : Pradeep Sati
Electrical and Electronics-Bulk | Thimble |  | EEB22 | Thimble,Pin Type,120 mm2,,Aluminium | 8335 | 0 | NOS | 0 | 0 | RAW | 18 | 0 | YES | YES |  | NO |  | 09-JUN-2025 2:19:53PM | [26 empty] | E1002 : Pradeep Sati
Electrical and Electronics-Bulk | Thimble |  | EEB23 | Thimble,Ring Type,10 mm2,,Aluminium | 8335 | 0 | NOS | 12 | 0 | RAW | 18 | 0 | YES | YES |  | NO |  | 09-JUN-2025 2:19:53PM | [26 empty] | E1002 : Pradeep Sati | 11-SEP-2025 10:58:22AM | H1155 : Raushan Kumar
Electrical and Electronics-Bulk | Thimble |  | EEB24 | Thimble,Ring Type,16 mm2,,Aluminium | 8335 | 0 | NOS | 0 | 0 | RAW | 18 | 0 | YES | YES |  | NO |  | 09-JUN-2025 2:19:53PM | [26 empty] | E1002 : Pradeep Sati
Electrical and Electronics-Bulk | Thimble |  | EEB25 | Thimble,Ring Type,25 mm2,,Aluminium | 8335 | 0 | NOS | 0 | 0 | RAW | 18 | 0 | YES | YES |  | NO |  | 09-JUN-2025 2:19:53PM | [26 empty] | E1002 : Pradeep Sati
Electrical and Electronics-Bulk | Thimble |  | EEB26 | Thimble,Ring Type,35 mm2,,Aluminium | 8335 | 0 | NOS | 0 | 0 | RAW | 18 | 0 | YES | YES |  | NO |  | 09-JUN-2025 2:19:53PM | [26 empty] | E1002 : Pradeep Sati
Electrical and Electronics-Bulk | Thimble |  | EEB27 | Thimble,Ring Type,50 mm2,,Aluminium | 8335 | 0 | NOS | 0 | 0 | RAW | 18 | 0 | YES | YES |  | NO |  | 09-JUN-2025 2:19:53PM | [26 empty] | E1002 : Pradeep Sati
Electrical and Electronics-Bulk | Thimble |  | EEB28 | Thimble,Ring Type,95 mm2,,Aluminium | 8335 | 0 | NOS | 0 | 0 | RAW | 18 | 0 | YES | YES |  | NO |  | 09-JUN-2025 2:19:53PM | [26 empty] | E1002 : Pradeep Sati
Electrical and Electronics-Bulk | Thimble |  | EEB29 | Thimble,Ring Type,70 mm2,,Aluminium | 8335 | 0 | NOS | 0 | 0 | RAW | 18 | 0 | YES | YES |  | NO |  | 09-JUN-2025 2:19:53PM | [26 empty] | E1002 : Pradeep Sati
Electrical and Electronics-Bulk | PVC Conduit |  | EEB3 | PVC Conduit,Pipe,PG21, | 39171020 | 0 | NOS | 0 | 0 | RAW | 18 | 0 | YES | YES |  | NO |  | 30-MAY-2025 6:05:31PM | [26 empty] | E1002 : Pradeep Sati
Electrical and Electronics-Bulk | Thimble |  | EEB30 | Thimble,Ring Type,120 mm2,,Aluminium | 8335 | 0 | NOS | 0 | 0 | RAW | 18 | 0 | YES | YES |  | NO |  | 09-JUN-2025 2:19:53PM | [26 empty] | E1002 : Pradeep Sati
Electrical and Electronics-Bulk | Cable Clamp |  | EEB31 | Cable Clamp,Circel Type,4 mm,PVC, | 39171020 | 0 | NOS | 0 | 0 | RAW | 18 | 0 | YES | YES |  | NO |  | 16-JUN-2025 2:09:39PM | [26 empty] | E1002 : Pradeep Sati
Electrical and Electronics-Bulk | Cable Clamp |  | EEB32 | Cable Clamp,Circel Type,6 mm,PVC, | 39171020 | 0 | NOS | 0 | 0 | RAW | 18 | 0 | YES | YES |  | NO |  | 16-JUN-2025 2:09:39PM | [26 empty] | E1002 : Pradeep Sati
Electrical and Electronics-Bulk | Cable Clamp |  | EEB33 | Cable Clamp,Circel Type,8 mm,PVC, | 39171020 | 0 | NOS | 0 | 0 | RAW | 18 | 0 | YES | YES |  | NO |  | 16-JUN-2025 2:09:39PM | [26 empty] | E1002 : Pradeep Sati
Electrical and Electronics-Bulk | Cable Clamp |  | EEB34 | Cable Clamp,Circel Type,10 mm,PVC, | 39171020 | 50 | NOS | 1.8 | 0 | RAW | 18 | 0 | YES | YES |  | NO |  | 16-JUN-2025 2:09:39PM | [26 empty] | E1002 : Pradeep Sati | 29-JUN-2026 1:57:52PM | H1155 : Raushan Kumar
Electrical and Electronics-Bulk | Cable Clamp |  | EEB35 | Cable Clamp,Circel Type,12 mm,PVC, | 39171020 | 0 | NOS | 0 | 0 | RAW | 18 | 0 | YES | YES |  | NO |  | 16-JUN-2025 2:09:39PM | [26 empty] | E1002 : Pradeep Sati
Electrical and Electronics-Bulk | Cable Clamp |  | EEB36 | Cable Clamp,Circel Type,14 mm,PVC, | 39171020 | 70 | NOS | 3.4 | 0 | RAW | 18 | 0 | YES | YES |  | NO |  | 16-JUN-2025 2:09:39PM | [26 empty] | E1002 : Pradeep Sati | 07-AUG-2026 12:47:57PM | H1155 : Raushan Kumar
Electrical and Electronics-Bulk | Cable Clamp |  | EEB37 | Cable Clamp,Circel Type,16 mm,PVC, | 39171020 | 0 | NOS | 0 | 0 | RAW | 18 | 0 | YES | YES |  | NO |  | 16-JUN-2025 2:09:39PM | [26 empty] | E1002 : Pradeep Sati
Electrical and Electronics-Bulk | Cable Clamp |  | EEB38 | Cable Clamp,Circel Type,18 mm,PVC, | 39171020 | 0 | NOS | 0 | 0 | RAW | 18 | 0 | YES | YES |  | NO |  | 16-JUN-2025 2:09:39PM | [26 empty] | E1002 : Pradeep Sati
Electrical and Electronics-Bulk | Cable Clamp |  | EEB39 | Cable Clamp,Circel Type,20 mm,PVC, | 39171020 | 0 | NOS | 0 | 0 | RAW | 18 | 0 | YES | YES |  | NO |  | 16-JUN-2025 2:09:39PM | [26 empty] | E1002 : Pradeep Sati
Electrical and Electronics-Bulk | PVC Conduit |  | EEB4 | PVC Conduit,Pipe,PG25, | 39171020 | 0 | NOS | 0 | 0 | RAW | 18 | 0 | YES | YES |  | NO |  | 30-MAY-2025 6:05:31PM | [26 empty] | E1002 : Pradeep Sati
Electrical and Electronics-Bulk | Cable Clamp |  | EEB40 | Cable Clamp,Circel Type,25 mm,PVC, | 39171020 | 0 | NOS | 0 | 0 | RAW | 18 | 0 | YES | YES |  | NO |  | 16-JUN-2025 2:09:39PM | [26 empty] | E1002 : Pradeep Sati
Electrical and Electronics-Bulk | Cable Clamp |  | EEB41 | Cable Clamp,Circel Type,32 mm,PVC, | 39171020 | 0 | NOS | 0 | 0 | RAW | 18 | 0 | YES | YES |  | NO |  | 16-JUN-2025 2:09:39PM | [26 empty] | E1002 : Pradeep Sati
Electrical and Electronics-Bulk | Cable Clamp |  | EEB42 | Cable Clamp,Circel Type,40 mm,PVC, | 39171020 | 0 | NOS | 0 | 0 | RAW | 18 | 0 | YES | YES |  | NO |  | 16-JUN-2025 2:09:39PM | [26 empty] | E1002 : Pradeep Sati
Electrical and Electronics-Bulk | Cable Clamp |  | EEB43 | Cable Clamp,Circel Type,50 mm,PVC, | 39171020 | 0 | NOS | 0 | 0 | RAW | 18 | 0 | YES | YES |  | NO |  | 16-JUN-2025 2:09:39PM | [26 empty] | E1002 : Pradeep Sati
Electrical and Electronics-Bulk | Wall Gitti |  | EEB44 | Wall Gitti,For Screw Fixing,L-1.5",PVC, | 731812 | 424 | NOS | 0.5 | 0 | RAW | 18 | 0 | YES | YES |  | NO |  | 16-JUN-2025 2:09:39PM | [26 empty] | E1002 : Pradeep Sati | 05-MAY-2026 4:07:33PM | H1155 : Raushan Kumar
Electrical and Electronics-Bulk | Wall Gitti |  | EEB45 | Wall Gitti,For Screw Fixing,L-2",PVC, | 731812 | 0 | NOS | 0 | 0 | RAW | 18 | 0 | YES | YES |  | NO |  | 16-JUN-2025 2:09:39PM | [26 empty] | E1002 : Pradeep Sati
Electrical and Electronics-Bulk | Terminal Block |  | EEB46 | Terminal Block,4 mm2,Grey,Selzer | 85389000 | 96 | NOS | 0 | 0 | RAW | 18 | 0 | YES | YES |  | NO |  | 18-JUN-2025 11:10:38AM | [26 empty] | E1002 : Pradeep Sati | 29-JUN-2026 12:42:19PM | H1155 : Raushan Kumar
Electrical and Electronics-Bulk | Terminal Block |  | EEB47 | Terminal Block,4 mm2,Grey,Selzer-Double-Deck | 85389000 | 0 | NOS | 0 | 0 | RAW | 18 | 0 | YES | YES |  | NO |  | 18-JUN-2025 11:10:38AM | [26 empty] | E1002 : Pradeep Sati
Electrical and Electronics-Bulk | Terminal Block |  | EEB48 | Terminal Block,4 mm2,Grey,Connectwell-Double-Deck | 85389000 | 26 | NOS | 0 | 0 | RAW | 18 | 0 | YES | YES |  | NO |  | 18-JUN-2025 11:10:38AM | [26 empty] | E1002 : Pradeep Sati | 17-NOV-2025 5:52:23PM | E1002 : Pradeep Sati
Electrical and Electronics-Bulk | Wire |  | EEB49 | Wire,16 Core,1 mm2,,Copper, | 85446020 | 104 | MTR | 477 | 0 | RAW | 18 | 0 | YES | YES |  | NO |  | 28-AUG-2025 1:32:59PM | [26 empty] | E1002 : Pradeep Sati | 30-JUN-2026 3:30:29PM | H1155 : Raushan Kumar
Electrical and Electronics-Bulk | PVC Conduit |  | EEB5 | PVC Conduit,Pipe,PG35, | 39171020 | 0 | NOS | 0 | 0 | RAW | 18 | 0 | YES | YES |  | NO |  | 30-MAY-2025 6:05:31PM | [26 empty] | E1002 : Pradeep Sati
Electrical and Electronics-Bulk | Wire |  | EEB50 | Wire,2 Core - Twisted,0.5 mm2,,Copper, | 85446020 | 95 | MTR | 56.25 | 0 | RAW | 18 | 0 | YES | YES |  | NO |  | 28-AUG-2025 1:32:59PM | [26 empty] | E1002 : Pradeep Sati | 02-JUL-2026 12:23:17PM | H1155 : Raushan Kumar
Electrical and Electronics-Bulk | Terminal Block |  | EEB51 | Terminal Block,2.5 mm2,Grey,Connectwell-CX (24 Amp) | 85389000 | 0 | NOS | 13.7 | 0 | RAW | 18 | 0 | YES | YES |  | NO |  | 28-AUG-2025 1:32:59PM | [26 empty] | E1002 : Pradeep Sati | 07-SEP-2026 3:37:09PM | H1155 : Raushan Kumar
Electrical and Electronics-Bulk | Terminal Block |  | EEB52 | Terminal Block,6 mm2,,Connectwell-Earthing-Feed Through | 85389000 | 0 | NOS | 0 | 0 | RAW | 18 | 0 | YES | YES |  | NO |  | 28-AUG-2025 1:32:59PM | [26 empty] | E1002 : Pradeep Sati
Electrical and Electronics-Bulk | Thimble |  | EEB53 | Thimble,Ring Type,1.5 mm2,,Copper | 8335 | 350 | NOS | 2.99 | 0 | RAW | 18 | 0 | YES | YES |  | NO |  | 28-AUG-2025 1:32:59PM | [26 empty] | E1002 : Pradeep Sati | 17-NOV-2025 5:52:23PM | E1002 : Pradeep Sati
Electrical and Electronics-Bulk | Wire |  | EEB54 | Wire,3 Core,10 mm2,,Copper, | 85446020 | 0 | MTR | 782 | 0 | RAW | 18 | 0 | YES | YES |  | NO |  | 28-AUG-2025 1:32:59PM | [26 empty] | E1002 : Pradeep Sati | 18-SEP-2025 11:09:01AM | H1155 : Raushan Kumar
Electrical and Electronics-Bulk | Terminal Block |  | EEB55 | Terminal Block,6 mm2,,Connectwell-Feed Through | 85389000 | 0 | NOS | 0 | 0 | RAW | 18 | 0 | YES | YES |  | NO |  | 28-AUG-2025 1:32:59PM | [26 empty] | E1002 : Pradeep Sati
Electrical and Electronics-Bulk | Terminal Block |  | EEB56 | Terminal Block,10 mm2,,Connectwell-CTS 10U 56Amp | 85389000 | 0 | NOS | 155.76 | 0 | RAW | 18 | 0 | YES | YES |  | NO |  | 28-AUG-2025 1:32:59PM | [26 empty] | E1002 : Pradeep Sati
Electrical and Electronics-Bulk | Wire |  | EEB57 | Wire,6 Core,1 mm2,,Copper, | 85446020 | 56 | MTR | 186 | 0 | RAW | 18 | 0 | YES | YES |  | NO |  | 29-AUG-2025 5:40:24PM | [26 empty] | E1002 : Pradeep Sati | 12-JUN-2026 12:03:25PM | H1155 : Raushan Kumar
Electrical and Electronics-Bulk | Electric Channel |  | EEB58 | Electric Channel,With Cover,PVC,45 X 45 mm | 73089090 | 39 | NOS | 1 | 0 | RAW | 18 | 0 | YES | YES |  | NO |  | 05-SEP-2025 1:21:05PM | [26 empty] | E1002 : Pradeep Sati | 17-NOV-2025 5:52:23PM | E1002 : Pradeep Sati
Electrical and Electronics-Bulk | Ferrule |  | EEB59 | Ferrule,Heat Shrinkable Sleeve,Blank,PVC,White,,8 mm Dia | 8536 | 0 | NOS | 9.5 | 0 | RAW | 18 | 0 | YES | YES |  | NO |  | 05-SEP-2025 2:17:21PM | [26 empty] | E1002 : Pradeep Sati | 29-DEC-2025 2:50:31PM | E1002 : Pradeep Sati
Electrical and Electronics-Bulk | PVC Conduit |  | EEB6 | PVC Conduit,Pipe,PG50, | 39171020 | 0 | NOS | 0 | 0 | RAW | 18 | 0 | YES | YES |  | NO |  | 30-MAY-2025 6:05:31PM | [26 empty] | E1002 : Pradeep Sati
Electrical and Electronics-Bulk | Ferrule |  | EEB60 | Ferrule,Sleeve,Blank,PVC,White,,8 mm Dia | 8536 | 99 | NOS | 8.75 | 0 | RAW | 18 | 0 | YES | YES |  | NO |  | 05-SEP-2025 2:17:21PM | [26 empty] | E1002 : Pradeep Sati | 17-NOV-2025 5:52:23PM | E1002 : Pradeep Sati
Electrical and Electronics-Bulk | Ferrule |  | EEB61 | Ferrule,Sleeve,Blank,PVC,White,,4 mm Dia | 8536 | 0 | NOS | 5.25 | 0 | RAW | 18 | 0 | YES | YES |  | NO |  | 05-SEP-2025 2:17:21PM | [26 empty] | E1002 : Pradeep Sati
Electrical and Electronics-Bulk | Ferrule |  | EEB62 | Ferrule,Sleeve,Blank,PVC,White,,2.5 mm Dia | 8536 | 1 | NOS | 395 | 0 | RAW | 18 | 0 | YES | YES |  | NO |  | 05-SEP-2025 2:17:21PM | [26 empty] | E1002 : Pradeep Sati | 29-JUN-2026 12:42:19PM | H1155 : Raushan Kumar
Electrical and Electronics-Bulk | Electric Channel |  | EEB63 | Electric Channel,With Cover,PVC,25 X 45 mm | 73089090 | 6 | NOS | 105 | 0 | RAW | 18 | 0 | YES | YES |  | NO |  | 16-SEP-2025 3:53:17PM | [26 empty] | E1002 : Pradeep Sati | 09-SEP-2026 4:58:37PM | H1155 : Raushan Kumar
Electrical and Electronics-Bulk | Thimble |  | EEB64 | Thimble,U Type,1.5 mm2,,Copper | 8335 | 378 | NOS | 500 | 0 | RAW | 18 | 0 | YES | YES |  | NO |  | 17-SEP-2025 2:46:14PM | [26 empty] | E1002 : Pradeep Sati | 04-AUG-2026 2:27:21PM | H1155 : Raushan Kumar
Electrical and Electronics-Bulk | Wire |  | EEB65 | Wire,3.5 Core,16 mm2,Red/Yellow/Blue Black,Copper, | 85446020 | 0 | MTR | 0 | 0 | RAW | 18 | 0 | YES | YES |  | NO |  | 21-SEP-2025 5:42:49PM | [26 empty] | E1002 : Pradeep Sati | 22-SEP-2025 10:16:35AM | E1002 : Pradeep Sati
Electrical and Electronics-Bulk | Wire |  | EEB66 | Wire,3.5 Core,16 mm2,Red/Yellow/Blue Black,Aluminium, | 85446020 | 0 | MTR | 0 | 0 | RAW | 18 | 0 | YES | YES |  | NO |  | 21-SEP-2025 5:42:49PM | [26 empty] | E1002 : Pradeep Sati | 22-SEP-2025 10:16:43AM | E1002 : Pradeep Sati
Electrical and Electronics-Bulk | Ferrule |  | EEB67 | Ferrule,Sleeve,,PVC,Blank,,16 mm2 | 8536 | 50 | MTR | 19.25 | 0 | RAW | 18 | 0 | YES | YES |  | NO |  | 21-SEP-2025 5:42:49PM | [26 empty] | E1002 : Pradeep Sati | 17-NOV-2025 5:52:23PM | E1002 : Pradeep Sati
Electrical and Electronics-Bulk | Ferrule |  | EEB68 | Ferrule,Sleeve,,PVC,Blank,,10 mm2 | 8536 | 50 | MTR | 12.25 | 0 | RAW | 18 | 0 | YES | YES |  | NO |  | 21-SEP-2025 5:42:49PM | [26 empty] | E1002 : Pradeep Sati | 17-NOV-2025 5:52:23PM | E1002 : Pradeep Sati
Electrical and Electronics-Bulk | Terminal Block |  | EEB69 | Terminal Block,10 mm2,Green,Selzer | 85389000 | 0 | NOS | 0 | 0 | RAW | 18 | 0 | YES | YES |  | NO |  | 21-SEP-2025 5:42:49PM | [26 empty] | E1002 : Pradeep Sati
Electrical and Electronics-Bulk | PVC Conduit |  | EEB7 | PVC Conduit,Gland,PG9, | 39171020 | 59 | NOS | 25 | 0 | RAW | 18 | 0 | YES | YES |  | NO |  | 30-MAY-2025 6:05:31PM | [26 empty] | E1002 : Pradeep Sati | 09-SEP-2026 4:58:37PM | H1155 : Raushan Kumar
Electrical and Electronics-Bulk | Wire |  | EEB70 | Wire,Ethernet Cable,Standard,,, | 85446020 | 33 | MTR | 240 | 0 | RAW | 18 | 0 | YES | YES |  | NO |  | 21-SEP-2025 5:42:49PM | [26 empty] | E1002 : Pradeep Sati | 31-AUG-2026 1:34:12PM | H1155 : Raushan Kumar
Electrical and Electronics-Bulk | Legends |  | EEB71 | Legends,Dryer ON,D-Type,,22.5 mm,Black,Aluminium | 8538 | 0 | NOS | 0 | 0 | RAW | 18 | 0 | YES | YES |  | NO |  | 23-SEP-2025 1:18:49PM | [26 empty] | E1002 : Pradeep Sati
Electrical and Electronics-Bulk | Legends |  | EEB72 | Legends,Dryer Trip,D-Type,,22.5 mm,Black,Aluminium | 8538 | 0 | NOS | 0 | 0 | RAW | 18 | 0 | YES | YES |  | NO |  | 23-SEP-2025 1:18:49PM | [26 empty] | E1002 : Pradeep Sati
Electrical and Electronics-Bulk | Legends |  | EEB73 | Legends,Buzzer,D-Type,,22.5 mm,Black,Aluminium | 8538 | 87 | NOS | 9 | 0 | RAW | 18 | 0 | YES | YES |  | NO |  | 23-SEP-2025 1:18:49PM | [26 empty] | E1002 : Pradeep Sati | 09-SEP-2026 4:58:37PM | H1155 : Raushan Kumar
Electrical and Electronics-Bulk | Legends |  | EEB74 | Legends,LP Compressor 1 ON,D-Type,,22.5 mm,Black,Aluminium | 8538 | 0 | NOS | 0 | 0 | RAW | 18 | 0 | YES | YES |  | NO |  | 30-SEP-2025 12:15:42PM | [26 empty] | E1002 : Pradeep Sati
Electrical and Electronics-Bulk | Legends |  | EEB75 | Legends,LP Compressor 2 ON,D-Type,,22.5 mm,Black,Aluminium | 8538 | 0 | NOS | 0 | 0 | RAW | 18 | 0 | YES | YES |  | NO |  | 30-SEP-2025 12:15:42PM | [26 empty] | E1002 : Pradeep Sati
Electrical and Electronics-Bulk | Legends |  | EEB76 | Legends,LP Compressor 3 ON,D-Type,,22.5 mm,Black,Aluminium | 8538 | 0 | NOS | 0 | 0 | RAW | 18 | 0 | YES | YES |  | NO |  | 30-SEP-2025 12:15:42PM | [26 empty] | E1002 : Pradeep Sati
Electrical and Electronics-Bulk | Legends |  | EEB77 | Legends,LP Compressor 1 Trip,D-Type,,22.5 mm,Black,Aluminium | 8538 | 0 | NOS | 0 | 0 | RAW | 18 | 0 | YES | YES |  | NO |  | 30-SEP-2025 12:15:42PM | [26 empty] | E1002 : Pradeep Sati
Electrical and Electronics-Bulk | Legends |  | EEB78 | Legends,LP Compressor 2 Trip,D-Type,,22.5 mm,Black,Aluminium | 8538 | 0 | NOS | 0 | 0 | RAW | 18 | 0 | YES | YES |  | NO |  | 30-SEP-2025 12:15:42PM | [26 empty] | E1002 : Pradeep Sati
Electrical and Electronics-Bulk | Legends |  | EEB79 | Legends,LP Compressor 3 Trip,D-Type,,22.5 mm,Black,Aluminium | 8538 | 0 | NOS | 0 | 0 | RAW | 18 | 0 | YES | YES |  | NO |  | 30-SEP-2025 12:15:42PM | [26 empty] | E1002 : Pradeep Sati
Electrical and Electronics-Bulk | PVC Conduit |  | EEB8 | PVC Conduit,Gland,PG16, | 39171020 | 81 | NOS | 35 | 0 | RAW | 18 | 0 | YES | YES |  | NO |  | 30-MAY-2025 6:05:31PM | [26 empty] | E1002 : Pradeep Sati | 09-SEP-2026 4:58:37PM | H1155 : Raushan Kumar
Electrical and Electronics-Bulk | Legends |  | EEB80 | Legends,HP Compressor 1 ON,D-Type,,22.5 mm,Black,Aluminium | 8538 | 0 | NOS | 0 | 0 | RAW | 18 | 0 | YES | YES |  | NO |  | 30-SEP-2025 12:15:42PM | [26 empty] | E1002 : Pradeep Sati
Electrical and Electronics-Bulk | Legends |  | EEB81 | Legends,HP Compressor 2 ON,D-Type,,22.5 mm,Black,Aluminium | 8538 | 0 | NOS | 0 | 0 | RAW | 18 | 0 | YES | YES |  | NO |  | 30-SEP-2025 12:15:42PM | [26 empty] | E1002 : Pradeep Sati
Electrical and Electronics-Bulk | Legends |  | EEB82 | Legends,HP Compressor 3 ON,D-Type,,22.5 mm,Black,Aluminium | 8538 | 0 | NOS | 0 | 0 | RAW | 18 | 0 | YES | YES |  | NO |  | 30-SEP-2025 12:15:42PM | [26 empty] | E1002 : Pradeep Sati
Electrical and Electronics-Bulk | Legends |  | EEB83 | Legends,HP Compressor 1 Trip,D-Type,,22.5 mm,Black,Aluminium | 8538 | 0 | NOS | 0 | 0 | RAW | 18 | 0 | YES | YES |  | NO |  | 30-SEP-2025 12:15:42PM | [26 empty] | E1002 : Pradeep Sati
Electrical and Electronics-Bulk | Legends |  | EEB84 | Legends,HP Compressor 2 Trip,D-Type,,22.5 mm,Black,Aluminium | 8538 | 0 | NOS | 0 | 0 | RAW | 18 | 0 | YES | YES |  | NO |  | 30-SEP-2025 12:15:42PM | [26 empty] | E1002 : Pradeep Sati
Electrical and Electronics-Bulk | Legends |  | EEB85 | Legends,HP Compressor 3 Trip,D-Type,,22.5 mm,Black,Aluminium | 8538 | 0 | NOS | 0 | 0 | RAW | 18 | 0 | YES | YES |  | NO |  | 30-SEP-2025 12:15:42PM | [26 empty] | E1002 : Pradeep Sati
Electrical and Electronics-Bulk | Terminal Block |  | EEB86 | Terminal Block,16 mm2,Yellow/Green,Selzer-Earthing | 85389000 | 10 | NOS | 95 | 0 | RAW | 18 | 0 | YES | YES |  | NO |  | 30-SEP-2025 12:15:42PM | [26 empty] | E1002 : Pradeep Sati | 17-NOV-2025 5:52:23PM | E1002 : Pradeep Sati
Electrical and Electronics-Bulk | Terminal Block |  | EEB87 | Terminal Block,4 mm2,Yellow/Green,Selzer-Earthing | 85389000 | 49 | NOS | 59.5 | 0 | RAW | 18 | 0 | YES | YES |  | NO |  | 30-SEP-2025 12:15:42PM | [26 empty] | E1002 : Pradeep Sati | 06-JUL-2026 4:54:45PM | H1155 : Raushan Kumar
Electrical and Electronics-Bulk | Thimble |  | EEB88 | Thimble,Pin Type-Twin-with Insulated Ferrule,0.75 to 1 mm2,,Tinned Copper | 8335 | 8 | NOS | 70 | 0 | RAW | 18 | 0 | YES | YES |  | NO |  | 11-OCT-2025 4:26:40PM | [26 empty] | E1002 : Pradeep Sati | 04-AUG-2026 2:27:21PM | H1155 : Raushan Kumar
Electrical and Electronics-Bulk | Terminal Block |  | EEB89 | Terminal Block,95 mm2,Gray,Selzer | 85389000 | 0 | NOS | 0 | 0 | RAW | 18 | 0 | YES | YES |  | NO |  | 17-NOV-2025 4:17:01PM | [26 empty] | E1002 : Pradeep Sati
Electrical and Electronics-Bulk | PVC Conduit |  | EEB9 | PVC Conduit,Gland,PG21, | 39171020 | 9 | NOS | 30 | 0 | RAW | 18 | 0 | YES | YES |  | NO |  | 30-MAY-2025 6:05:31PM | [26 empty] | E1002 : Pradeep Sati | 11-APR-2026 11:59:43AM | H1155 : Raushan Kumar
Electrical and Electronics-Bulk | Terminal Block |  | EEB90 | Terminal Block,4 mm2,Yellow-Green,Connectwell-CXG4(Spiral Clamp Ground) | 85389000 | 41 | NOS | 134.4 | 0 | RAW | 18 | 0 | YES | YES |  | NO |  | 11-DEC-2025 3:01:21PM | [26 empty] | E1002 : Pradeep Sati | 07-AUG-2026 4:18:59PM | H1155 : Raushan Kumar
Electrical and Electronics-Bulk | Wire |  | EEB91 | Wire,10 Core,0.5 mm2,,Copper,Polycab | 85446020 | 46 | MTR | 239.5 | 0 | RAW | 18 | 0 | YES | YES |  | NO |  | 11-DEC-2025 3:01:21PM | [26 empty] | E1002 : Pradeep Sati | 09-SEP-2026 12:11:13PM | H1155 : Raushan Kumar
Electrical and Electronics-Bulk | End Clamp |  | EEB92 | End Clamp,,Gray,Connectwell-Polymide Screwless(CA103/CA104) | 8538 | 0 | NOS | 0 | 0 | RAW | 18 | 0 | YES | YES |  | NO |  | 11-DEC-2025 3:01:21PM | [26 empty] | E1002 : Pradeep Sati
Electrical and Electronics-Bulk | Wire |  | EEB93 | Wire,2 Core,0.5 mm2,,Copper,Polycab-Cable Shielded (Thermocouple) | 85446020 | 155 | MTR | 83.75 | 0 | RAW | 18 | 0 | YES | YES |  | NO |  | 11-DEC-2025 3:01:21PM | [26 empty] | E1002 : Pradeep Sati | 09-SEP-2026 2:17:54PM | H1155 : Raushan Kumar
Electrical and Electronics-Bulk | Ferrule |  | EEB94 | Ferrule,Heat Shrinkable Sleeve,Blank,PVC,Black,,2 mm Dia | 8536 | 1 | NOS | 1088 | 0 | RAW | 18 | 0 | YES | YES |  | NO |  | 29-DEC-2025 2:49:37PM | [26 empty] | E1002 : Pradeep Sati
Electrical and Electronics-Bulk | Cable Spiral |  | EEB95 | Cable Spiral,For Wire,3 mm,PVC, | 8544 | 0 | NOS | 100 | 0 | RAW | 18 | 0 | YES | YES |  | NO |  | 20-JAN-2026 4:25:58PM | [26 empty] | E1002 : Pradeep Sati | 11-FEB-2026 11:29:13AM | H1155 : Raushan Kumar
Electrical and Electronics-Bulk | Cable Spiral |  | EEB96 | Cable Spiral,For Wire,9 mm,PVC, | 8544 | 0 | NOS | 80 | 0 | RAW | 18 | 0 | YES | YES |  | NO |  | 20-JAN-2026 4:25:58PM | [26 empty] | E1002 : Pradeep Sati | 07-AUG-2026 12:47:57PM | H1155 : Raushan Kumar
Electrical and Electronics-Bulk | Wire |  | EEB97 | Wire,Cable-DP Male to HDMI Female Converter,,,,CONV6 | 8544 | 0 | NOS | 254.24 | 0 | RAW | 18 | 0 | YES | YES |  | NO |  | 05-MAY-2026 11:43:59AM | [26 empty] | E1002 : Pradeep Sati | 07-MAY-2026 9:17:09AM | H1155 : Raushan Kumar
Electrical and Electronics-Bulk | Wire |  | EEB98 | Wire,Cable-HDMI,1.5 Mtr,,, | 8544 | 0 | NOS | 169.5 | 0 | RAW | 18 | 0 | YES | YES |  | NO |  | 05-MAY-2026 11:43:59AM | [26 empty] | E1002 : Pradeep Sati | 07-MAY-2026 9:17:09AM | H1155 : Raushan Kumar
Electrical and Electronics-Bulk | Terminal Block |  | EEB99 | Terminal Block,0.2 - 4 mm2,Yellow-Green,Connectwell-CTSG4 (24 - 10 AWS) | 8538 | 1 | NOS | 58.8 | 0 | RAW | 18 | 0 | YES | YES |  | NO |  | 28-MAY-2026 5:06:34PM | [26 empty] | E1002 : Pradeep Sati | 09-SEP-2026 4:58:38PM | H1155 : Raushan Kumar
Asset |  |  | FA-IA-001 | ERP Shoftware |  | 0 | Bundel |  | 1 | FA | 18 |  | NO | NO |  | NO |  | 10-MAY-2023 1:57:56PM | Module | HR Module Accounts (Auto-posting/linking from all modules) Mobile App for Field Executives – Android and IOS Inventory Management/Purchase Module (Store Wise) Many companies on one Platform Web and Mobile App Misc. Work | [24 empty] | E1117 : Arun Kumar | 15-MAY-2023 4:24:24PM | E1117 : Arun Kumar
Asset |  |  | FA-IN-0002 | Salary BOX Smart Attendance App For 1 Year |  | 0 | Bundel |  | 1 | FA | 18 |  | NO | NO |  | NO |  | 10-MAY-2023 2:50:30PM | [26 empty] | E1117 : Arun Kumar
Asset | Tool Kit |  | FA100 | TOP RUNNING SINGLE GIRDER CRANES 1 TON |  | 1 | Bundel | 0 | 0 | Part | 18 |  | NO | NO |  | NO |  | 01-OCT-2024 9:36:28AM | [26 empty] | E1117 : Arun Kumar | 01-OCT-2024 9:37:52AM | E1117 : Arun Kumar
Asset | Tool Kit |  | FA101 | TOP RUNNING SINGLE GIRDER CRANES - 2 TON |  | 1 | Bundel | 0 | 0 | Part | 18 |  | NO | NO |  | NO |  | 01-OCT-2024 9:37:00AM | [26 empty] | E1117 : Arun Kumar | 01-OCT-2024 9:37:52AM | E1117 : Arun Kumar
Asset | Tool Kit |  | FA102 | Drill Machine 750 W Make- Dewalt |  | 4 | PCS | 0 | 0 | Part | 18 |  | NO | NO |  | NO |  | 04-OCT-2024 12:09:46PM | [26 empty] | E1117 : Arun Kumar | 04-OCT-2024 12:57:30PM | E1117 : Arun Kumar
Asset | Tool Kit |  | FA103 | Drill Machine 500 W Make- Boss |  | 1 | PCS | 0 | 0 | Part | 18 |  | NO | NO |  | NO |  | 04-OCT-2024 12:11:09PM | [26 empty] | E1117 : Arun Kumar | 04-OCT-2024 12:14:20PM | E1117 : Arun Kumar
Asset | Tool Kit |  | FA104 | chargeable Drill Machine 18 W Make- Boss |  | 2 | SET | 0 | 0 | Part | 18 |  | NO | NO |  | NO |  | 04-OCT-2024 12:16:18PM | [26 empty] | E1117 : Arun Kumar | 04-OCT-2024 12:16:56PM | E1117 : Arun Kumar
Asset | Extension Board for office |  | FA105 | Street light 50W |  | 0 | PCS | 1050 | 0 | Part | 18 |  | NO | NO |  | NO |  | 05-OCT-2024 5:06:22PM | [26 empty] | E1117 : Arun Kumar | 03-DEC-2024 12:33:37PM | H1155 : Raushan Kumar
Asset | Laptop |  | FA106 | PC /laptop/Printer/IT Related item Repair |  | 4 | Bundel | 3970 | 0 | Part | 18 | 0 | NO | NO |  | YES |  | 22-OCT-2024 2:51:09PM | [26 empty] | E1117 : Arun Kumar | 14-NOV-2024 11:15:09AM | E1117 : Arun Kumar
Asset | Extension Board for office |  | FA107 | Decorative Led Light |  | 37 | PCS | 450 | 0 | Part | 18 |  | NO | NO |  | NO |  | 24-OCT-2024 9:28:48AM | [26 empty] | E1117 : Arun Kumar | 24-OCT-2024 9:35:53AM | E1117 : Arun Kumar
Asset | Extension Board for office |  | FA108 | Room Heater Small |  | 7 | PCS | 0 | 0 | Part | 18 |  | NO | NO |  | NO |  | 19-NOV-2024 9:55:56AM | [26 empty] | E1117 : Arun Kumar | 16-JAN-2025 2:35:17PM | H1155 : Raushan Kumar
Asset | Extension Board for office |  | FA109 | Room Heater Big |  | 1 | PCS | 0 | 0 | Part | 18 |  | NO | NO |  | NO |  | 19-NOV-2024 9:56:19AM | [26 empty] | E1117 : Arun Kumar | 19-NOV-2024 9:57:54AM | E1117 : Arun Kumar
Asset | Tool Kit |  | FA110 | Gauge Manifold Dubole | 9026 | 0 | PCS | 950 | 0 | Part | 18 |  | NO | NO |  | NO |  | 20-NOV-2024 9:51:09AM | [26 empty] | E1117 : Arun Kumar | 20-NOV-2024 5:02:05PM | H1155 : Raushan Kumar
Asset | Tool Kit |  | FA111 | copper Tube Cutter Small | 8203 | 0 | PCS | 140 | 0 | Part | 18 |  | NO | NO |  | NO |  | 20-NOV-2024 9:52:35AM | [26 empty] | E1117 : Arun Kumar | 20-NOV-2024 5:02:05PM | H1155 : Raushan Kumar
Asset | Tool Kit |  | FA112 | copper Tube Cutter Big | 8203 | 0 | PCS | 320 | 0 | Part | 18 |  | NO | NO |  | NO |  | 20-NOV-2024 9:53:32AM | [26 empty] | E1117 : Arun Kumar | 20-NOV-2024 5:02:05PM | H1155 : Raushan Kumar
Asset | Tool Kit |  | FA113 | Vacuum Pump Model - VP115-VP-1 Make- Stallion | 8414 | 0 | NOS | 3800 | 0 | Part | 18 |  | NO | NO |  | NO |  | 20-NOV-2024 9:56:28AM | [26 empty] | E1117 : Arun Kumar | 20-NOV-2024 5:02:05PM | H1155 : Raushan Kumar
Asset | Tool Kit |  | FA114 | LPG Tourch For Brazing | 8479 | 0 | PCS | 650 | 0 | Part | 18 | 0 | NO | NO |  | NO |  | 20-NOV-2024 9:57:57AM | [26 empty] | E1117 : Arun Kumar | 20-NOV-2024 5:02:05PM | H1155 : Raushan Kumar
Asset | Tool Kit |  | FA115 | Tube Bander 3/8 | 8206 | 0 | PCS | 40 | 0 | Part | 18 |  | NO | NO |  | NO |  | 20-NOV-2024 10:04:27AM | [26 empty] | E1117 : Arun Kumar | 20-NOV-2024 5:02:05PM | H1155 : Raushan Kumar
Asset | Tool Kit |  | FA116 | Tube Bander 1/2 | 8206 | 0 | PCS | 40 | 0 | Part | 18 |  | NO | NO |  | NO |  | 20-NOV-2024 10:05:14AM | [26 empty] | E1117 : Arun Kumar | 20-NOV-2024 5:02:05PM | H1155 : Raushan Kumar
Asset | Tool Kit |  | FA117 | Nitrogen Adaptor MOC- Brass | 8207 | 0 | PCS | 140 | 0 | Part | 18 |  | NO | NO |  | NO |  | 20-NOV-2024 10:16:53AM | [26 empty] | E1117 : Arun Kumar | 20-NOV-2024 5:02:05PM | H1155 : Raushan Kumar
Asset | Tool Kit |  | FA118 | Temp Meter Thermostate Digital | 9032 | 0 | NOS | 150 | 0 | Part | 18 |  | NO | NO |  | NO |  | 20-NOV-2024 10:19:05AM | [26 empty] | E1117 : Arun Kumar | 20-NOV-2024 5:02:05PM | H1155 : Raushan Kumar
Asset | Tool Kit |  | FA119 | Flaring Tool Small | 8203 | 0 | PCS | 400 | 0 | Part | 18 |  | NO | NO |  | NO |  | 20-NOV-2024 10:20:55AM | [26 empty] | E1117 : Arun Kumar | 20-NOV-2024 5:02:05PM | H1155 : Raushan Kumar
Asset | Tool Kit |  | FA120 | Hand Swazing Tool | 4009 | 0 | PCS | 650 | 0 | Part | 18 |  | NO | NO |  | NO |  | 20-NOV-2024 10:37:52AM | [26 empty] | E1117 : Arun Kumar | 20-NOV-2024 5:02:05PM | H1155 : Raushan Kumar
Asset | Tool Kit |  | FA121 | Flat File 6 inch MOC- MS | 8205700 | 0 | PCS | 130 | 0 | Part | 18 | 0 | NO | NO |  | NO |  | 20-NOV-2024 12:34:26PM | [26 empty] | E1117 : Arun Kumar | 21-NOV-2024 10:23:57AM | H1155 : Raushan Kumar
Asset | Tool Kit |  | FA122 | Taper File 6 inch | 82057000 | 0 | PCS | 220 | 0 | Part | 18 |  | NO | NO |  | NO |  | 20-NOV-2024 12:36:12PM | [26 empty] | E1117 : Arun Kumar | 21-NOV-2024 10:23:57AM | H1155 : Raushan Kumar
Asset | Tool Kit |  | FA123 | Pipe Wrench 10 inch | 82041220 | 0 | PCS | 250 | 0 | Part | 18 |  | NO | NO |  | NO |  | 20-NOV-2024 12:37:50PM | [26 empty] | E1117 : Arun Kumar | 21-NOV-2024 10:23:57AM | H1155 : Raushan Kumar
Asset | Tool Kit |  | FA124 | Pipe For Brazing | 40094200 | 0 | MTR | 50 | 0 | Part | 18 |  | NO | NO |  | NO |  | 20-NOV-2024 3:52:14PM | [26 empty] | E1117 : Arun Kumar | 11-FEB-2025 1:47:57PM | H1155 : Raushan Kumar
Asset | Tool Kit |  | FA125 | Oxygen Regulator | 90192090 | 0 | PCS | 1500 | 0 | Part | 18 |  | NO | NO |  | NO |  | 20-NOV-2024 3:53:37PM | [26 empty] | E1117 : Arun Kumar | 11-FEB-2025 12:06:50PM | H1155 : Raushan Kumar
Asset | Tool Kit |  | FA126 | TRMS Digital Clamp Meter Instruments Make- Meco 27-Auto BL | 90303390 | 0 | NOS | 1400 | 0 | Part | 18 |  | NO | NO |  | NO |  | 20-NOV-2024 3:55:56PM | [26 empty] | E1117 : Arun Kumar | 21-NOV-2024 10:23:57AM | H1155 : Raushan Kumar
Asset | Tool Kit |  | FA127 | Gas Batti | 82057000 | 0 | PCS | 2100 | 0 | Part | 18 |  | NO | NO |  | NO |  | 20-NOV-2024 3:57:02PM | [26 empty] | E1117 : Arun Kumar | 11-FEB-2025 12:06:50PM | H1155 : Raushan Kumar
Asset | Tool Kit |  | FA128 | Adjustable Wrench, Size 6 Inch | 82041220 | 0 | PCS | 150 | 0 | Part | 18 |  | NO | NO |  | NO |  | 20-NOV-2024 3:59:20PM | [26 empty] | E1117 : Arun Kumar | 21-NOV-2024 10:23:57AM | H1155 : Raushan Kumar
Asset | Tool Kit |  | FA129 | Internal Circlip Pliers 195 mm Make Taparia | 8205700 | 0 | PCS | 200 | 0 | Part | 18 |  | NO | NO |  | NO |  | 20-NOV-2024 4:01:05PM | [26 empty] | E1117 : Arun Kumar | 21-NOV-2024 10:23:57AM | H1155 : Raushan Kumar
Asset | Tool Kit |  | FA130 | Needle Nose Plier Make- Stanley | 82041220 | 0 | PCS | 180 | 0 | Part | 18 |  | NO | NO |  | NO |  | 20-NOV-2024 4:03:00PM | [26 empty] | E1117 : Arun Kumar | 21-NOV-2024 10:23:57AM | H1155 : Raushan Kumar
Asset | Tool Kit |  | FA131 | nitrogen /oxygen Cylinder Open Key | 82041220 | 0 | PCS | 30 | 0 | Part | 18 |  | NO | NO |  | NO |  | 20-NOV-2024 4:04:38PM | [26 empty] | E1117 : Arun Kumar | 21-NOV-2024 10:23:58AM | H1155 : Raushan Kumar
Asset | Tool Kit |  | FA132 | Screw Driver 903 | 82041220 | 0 | PCS | 80 | 0 | Part | 18 |  | NO | NO |  | NO |  | 20-NOV-2024 4:06:02PM | [26 empty] | E1117 : Arun Kumar | 21-NOV-2024 10:23:58AM | H1155 : Raushan Kumar
Asset | Tool Kit |  | FA133 | Screw Driver 974 | 82057000 | 0 | PCS | 70 | 0 | Part | 18 |  | NO | NO |  | NO |  | 20-NOV-2024 4:06:53PM | [26 empty] | E1117 : Arun Kumar | 21-NOV-2024 10:23:58AM | H1155 : Raushan Kumar
Asset | Tool Kit |  | FA134 | Hand Clamp 38mm/ Chatkani | 73181500 | 0 | PCS | 300 | 0 | Part | 18 |  | NO | NO |  | NO |  | 20-NOV-2024 4:08:09PM | [26 empty] | E1117 : Arun Kumar | 21-NOV-2024 10:23:58AM | H1155 : Raushan Kumar
Asset | Tool Kit |  | FA135 | Paint Spray Cup Gun | 84242000 | 0 | NOS | 1250 | 0 | Part | 18 |  | NO | NO |  | NO |  | 28-NOV-2024 10:01:05AM | [26 empty] | E1117 : Arun Kumar | 28-NOV-2024 1:37:19PM | H1155 : Raushan Kumar
Asset | IT - Mouse |  | FA136 | Adaptor VGA to HDMI | 84733099 | 1 | NOS | 750 | 0 | Part | 18 |  | NO | NO |  | NO |  | 28-NOV-2024 10:16:11AM | [26 empty] | E1117 : Arun Kumar | 28-JAN-2025 10:36:44AM | H1155 : Raushan Kumar
Asset | IT - Mouse |  | FA137 | Ram 32 GB DDR4 | 8528 | 1 | PCS | 5100 | 0 | Part | 18 |  | NO | NO |  | NO |  | 13-DEC-2024 10:14:50AM | [26 empty] | E1117 : Arun Kumar
Asset | Tool Kit |  | FA138 | Measuring Tape 3 MTR | 9017 | 4 | PCS | 60 | 0 | Part | 18 |  | NO | NO |  | NO |  | 16-DEC-2024 9:49:39AM | [26 empty] | E1117 : Arun Kumar | 16-JAN-2025 2:34:21PM | H1155 : Raushan Kumar
Asset | Extension Board for office |  | FA139 | Crane Weight machine's Battery 6V 45AH | 85072000 | 0 | NOS | 450 | 0 | Part | 28 | 0 | NO | NO |  | NO |  | 20-DEC-2024 10:43:07AM | [26 empty] | E1117 : Arun Kumar | 11-JAN-2025 5:21:17PM | H1155 : Raushan Kumar
Asset | Tool Kit |  | FA140 | Thimble Crimping tool |  | 15 | PCS | 0 | 0 | Part | 18 |  | NO | NO |  | NO |  | 23-DEC-2024 3:38:56PM | [26 empty] | E1117 : Arun Kumar | 30-DEC-2024 2:02:56PM | H1155 : Raushan Kumar
Asset | Desktop |  | FA141 | Assemble Desktop | 84715000 | 1 | Bundel | 24800 | 0 | Part | 18 | 0 | NO | NO |  | NO |  | 09-JAN-2025 3:05:50PM | Specification | Assemble -PC (Intel Core I3/ 10th Gen/Mother Board / 8 GB RAM/ 512 GB SSD/19” tft monitor /with Cabinet &amp;amp; SMPS /with Dell keyboard and mouse. | [24 empty] | E1117 : Arun Kumar | 01-APR-2025 3:18:20PM | E1117 : Arun Kumar
Asset | Desktop |  | FA142 | LED Monitor |  | 1 | NOS | 3500 | 0 | Part | 18 |  | NO | NO |  | NO |  | 09-JAN-2025 3:06:27PM | [26 empty] | E1117 : Arun Kumar
Asset | Tool Kit |  | FA143 | Repeat Machine | 7318 | 0 | PCS | 780 | 0 | Part | 18 |  | NO | NO |  | NO |  | 28-JAN-2025 1:49:36PM | [26 empty] | E1117 : Arun Kumar | 28-JAN-2025 3:24:36PM | H1155 : Raushan Kumar
Asset | Extension Board for office |  | FA144 | Amron Quanta 26AH Battery for Emergency Exit Light | 85065000 | 0 | NOS | 720 | 0 | Part | 28 |  | NO | NO |  | NO |  | 04-FEB-2025 10:30:51AM | [26 empty] | E1117 : Arun Kumar | 10-FEB-2025 10:24:23AM | H1155 : Raushan Kumar
Asset | Tool Kit |  | FA145 | Water Pipe with nozzle 1/2 Inch | 3917 | 0 | Bundel | 680 | 0 | Part | 18 |  | NO | NO |  | NO |  | 20-FEB-2025 3:13:49PM | [26 empty] | E1117 : Arun Kumar | 21-FEB-2025 2:47:46PM | H1155 : Raushan Kumar
Asset | Extension Board for office |  | FA146 | UPS Model - Jumbo 3750 Make - Microtek | 85044010 | 0 | NOS | 14322.03 | 0 | Part | 18 |  | NO | NO |  | NO |  | 18-MAR-2025 12:53:28PM | [26 empty] | E1117 : Arun Kumar
Asset | Tool Kit |  | FA147 | Pipe Tube Cutter Tool, 5-50mm, Ball Bearing Blade for Stainless Steel, Aluminium, Copper B0DXCD3KN |  | 0 | NOS | 1713.33 | 0 | Part | 18 |  | NO | NO |  | NO |  | 31-MAR-2025 12:13:14PM | [26 empty] | E1117 : Arun Kumar | 09-MAY-2025 3:26:49PM | H1155 : Raushan Kumar
Asset | Tool Kit |  | FA148 | UPTODATETOOLS 3-in-1 Tube Bender Brake Line Bending Tool For 6,8,10mm Tubes Stainless Steel Red 180 |  | 0 | NOS | 538.14 | 0 | Part | 18 |  | NO | NO |  | NO |  | 31-MAR-2025 12:13:44PM | [26 empty] | E1117 : Arun Kumar | 09-MAY-2025 3:26:49PM | H1155 : Raushan Kumar
Asset | Desktop |  | FA149 | Assemble Desktop | 84715000 | 1 | Bundel | 24800 | 0 | Part | 18 | 0 | NO | NO |  | NO |  | 01-APR-2025 3:17:38PM | Specification | Assemble -PC (Intel Core I3/ 10th Gen/Mother Board / 8 GB RAM/ 512 GB SSD/19” tft monitor /with Cabinet &amp;amp;amp; SMPS /with Dell keyboard and mouse. | [24 empty] | E1117 : Arun Kumar | 07-APR-2025 11:26:31AM | E1117 : Arun Kumar
Asset | IT - Mouse |  | FA150 | SS D Hard Drive WD 250 GB | 85235100 | 0 | PCS | 3050.85 | 0 | Part | 18 |  | NO | NO |  | NO |  | 01-APR-2025 3:21:12PM | [26 empty] | E1117 : Arun Kumar | 03-APR-2025 9:54:31AM | H1155 : Raushan Kumar
Asset | Desktop |  | FA151 | Assemble Desktop | 84715000 | 0 | Bundel | 24800 | 0 | Part | 18 |  | NO | NO |  | NO |  | 07-APR-2025 11:27:22AM | Specification | Assemble -PC (Intel Core I3/ 10th Gen/Mother Board / 8 GB RAM/ 512 GB SSD/19” tft monitor /with Cabinet &amp;amp; SMPS /with Dell keyboard and mouse. | [24 empty] | E1117 : Arun Kumar
Fixed Assets | Factory |  | FA152 | Factory,Welding Machine,DC Inverter Tig Welding (TIG G005), | 851521 | 0 | NOS | 0 | 0 | RAW | 18 | 0 | YES | YES |  | NO |  | 28-MAY-2025 6:27:07PM | [26 empty] | E1002 : Pradeep Sati
Fixed Assets | Factory |  | FA153 | Factory,Fire Fighting Pipe,3 Inch,Red Color | 7307 | 0 | NOS | 0 | 0 | RAW | 18 | 0 | YES | YES |  | NO |  | 28-MAY-2025 6:27:07PM | [26 empty] | E1002 : Pradeep Sati
Fixed Assets | Factory |  | FA154 | Factory,Water Dispenser,Hot & Cool,Voltas | 84186920 | 0 | NOS | 0 | 0 | RAW | 18 | 0 | YES | YES |  | NO |  | 28-MAY-2025 6:27:07PM | [26 empty] | E1002 : Pradeep Sati
Fixed Assets | Factory |  | FA155 | Factory,Cooler,30 Inch,Shree Shyam | 8479 | 0 | NOS | 21000 | 0 | RAW | 18 | 0 | YES | YES |  | NO |  | 28-MAY-2025 6:27:07PM | [26 empty] | E1002 : Pradeep Sati | 13-AUG-2026 4:32:11PM | H1155 : Raushan Kumar
Fixed Assets | Factory |  | FA156 | Factory,Cooler,Small,Triveni | 8479 | 0 | NOS | 10500 | 0 | RAW | 18 | 0 | YES | YES |  | NO |  | 28-MAY-2025 6:27:07PM | [26 empty] | E1002 : Pradeep Sati
Fixed Assets | Factory |  | FA157 | Factory,Cooler,75 Ltr, | 4879600 | 0 | NOS | 0 | 0 | RAW | 18 | 0 | YES | YES |  | NO |  | 28-MAY-2025 6:27:07PM | [26 empty] | E1002 : Pradeep Sati
Fixed Assets | Factory |  | FA158 | Factory,Industrial Fan,18 Inch,INDO | 841451 | 0 | NOS | 0 | 0 | RAW | 18 | 0 | YES | YES |  | NO |  | 28-MAY-2025 6:27:07PM | [26 empty] | E1002 : Pradeep Sati
Fixed Assets | Factory |  | FA159 | Factory,Crane,2 Ton,Electric Hoist | 8425 | 0 | NOS | 0 | 0 | RAW | 18 | 0 | YES | YES |  | NO |  | 28-MAY-2025 6:27:07PM | [26 empty] | E1002 : Pradeep Sati
Fixed Assets | Factory |  | FA160 | Factory,DG,Eicher Engines,Jaycee-TMTL | 8502 | 0 | NOS | 0 | 0 | RAW | 18 | 0 | YES | YES |  | NO |  | 28-MAY-2025 6:27:07PM | [26 empty] | E1002 : Pradeep Sati
Fixed Assets | Factory |  | FA161 | Factory,Painting Booth,, | 8421 | 0 | NOS | 0 | 0 | RAW | 18 | 0 | YES | YES |  | NO |  | 28-MAY-2025 6:27:07PM | [26 empty] | E1002 : Pradeep Sati
Fixed Assets | Factory |  | FA162 | Factory,Plant,, | 604 | 0 | NOS | 0 | 0 | RAW | 18 | 0 | YES | YES |  | NO |  | 28-MAY-2025 6:27:08PM | [26 empty] | E1002 : Pradeep Sati
Fixed Assets | Factory |  | FA163 | Factory,Banchwise,,Lion | 8205 | 0 | NOS | 0 | 0 | RAW | 18 | 0 | YES | YES |  | NO |  | 28-MAY-2025 6:27:08PM | [26 empty] | E1002 : Pradeep Sati
Fixed Assets | Factory |  | FA164 | Factory,Hand Pallet,2000Kgs, | 842790 | 0 | NOS | 16500 | 0 | RAW | 18 | 0 | YES | YES |  | NO |  | 28-MAY-2025 6:27:08PM | [26 empty] | E1002 : Pradeep Sati | 11-AUG-2026 11:30:33AM | E1002 : Pradeep Sati
Fixed Assets | Factory |  | FA165 | Factory,Weighing Machine,500 Kg,20036 | 8423 | 0 | NOS | 9500 | 0 | RAW | 18 | 0 | YES | YES |  | NO |  | 28-MAY-2025 6:27:08PM | [26 empty] | E1002 : Pradeep Sati | 07-JAN-2026 12:47:19PM | H1155 : Raushan Kumar
Fixed Assets | Factory |  | FA166 | Factory,Barcode Printer,,TSC | 847160 | 0 | NOS | 0 | 0 | RAW | 18 | 0 | YES | YES |  | NO |  | 28-MAY-2025 6:27:08PM | [26 empty] | E1002 : Pradeep Sati
Fixed Assets | Factory |  | FA167 | Factory,Barcode Reader,,PRC-Newland-NLS-HR52 | 84716050 | 0 | NOS | 0 | 0 | RAW | 18 | 0 | YES | YES |  | NO |  | 28-MAY-2025 6:27:08PM | [26 empty] | E1002 : Pradeep Sati
Fixed Assets | Factory |  | FA168 | Factory,SS Table,L1520 X W760 X 810 mm, | 732393 | 0 | NOS | 0 | 0 | RAW | 18 | 0 | YES | YES |  | NO |  | 28-MAY-2025 6:27:08PM | [26 empty] | E1002 : Pradeep Sati
Fixed Assets | Factory |  | FA169 | Factory,SS Table,L1180 X W745 X 760 mm, | 732393 | 0 | NOS | 0 | 0 | RAW | 18 | 0 | YES | YES |  | NO |  | 28-MAY-2025 6:27:08PM | [26 empty] | E1002 : Pradeep Sati
Fixed Assets | Factory |  | FA170 | Factory,Crane weighing Machine,2 Ton, | 8428 | 0 | NOS | 0 | 0 | RAW | 18 | 0 | YES | YES |  | NO |  | 28-MAY-2025 6:27:08PM | [26 empty] | E1002 : Pradeep Sati
Fixed Assets | Factory |  | FA171 | Factory,Jarry Can,5 Ltr, | 39233090 | 158 | NOS | 109 | 0 | RAW | 18 | 0 | YES | YES |  | NO |  | 28-MAY-2025 6:27:08PM | [26 empty] | E1002 : Pradeep Sati | 07-SEP-2026 4:27:59PM | H1155 : Raushan Kumar
Fixed Assets | Factory |  | FA172 | Factory,Racks,MS, | 830210 | 0 | NOS | 0 | 0 | RAW | 18 | 0 | YES | YES |  | NO |  | 28-MAY-2025 6:27:08PM | [26 empty] | E1002 : Pradeep Sati
Fixed Assets | Factory |  | FA173 | Factory,Almirah,MS, | 940320 | 0 | NOS | 0 | 0 | RAW | 18 | 0 | YES | YES |  | NO |  | 28-MAY-2025 6:27:08PM | [26 empty] | E1002 : Pradeep Sati
Fixed Assets | Factory |  | FA174 | Factory,Almirah,Wooden, | 940320 | 0 | NOS | 0 | 0 | RAW | 18 | 0 | YES | YES |  | NO |  | 28-MAY-2025 6:27:08PM | [26 empty] | E1002 : Pradeep Sati
Fixed Assets | Factory |  | FA175 | Factory,Fire Extinguisger,, | 8424 | 0 | NOS | 0 | 0 | RAW | 18 | 0 | YES | YES |  | NO |  | 28-MAY-2025 6:27:08PM | [26 empty] | E1002 : Pradeep Sati
Fixed Assets | Factory |  | FA176 | Factory,Hydraulic Manual Stacker,Lifting Capacity-2000 Kg, | 84279000 | 0 | NOS | 0 | 0 | RAW | 18 | 0 | YES | YES |  | NO |  | 28-MAY-2025 6:27:08PM | [26 empty] | E1002 : Pradeep Sati
Fixed Assets | Office |  | FA177 | Office,Split AC,1.5 Ton,LG | 8415 | 0 | NOS | 0 | 0 | RAW | 18 | 0 | YES | YES |  | NO |  | 28-MAY-2025 6:27:08PM | [26 empty] | E1002 : Pradeep Sati
Fixed Assets | Office |  | FA178 | Office,Split AC,1.5 Ton,Panasonic | 8415 | 0 | NOS | 0 | 0 | RAW | 18 | 0 | YES | YES |  | NO |  | 28-MAY-2025 6:27:08PM | [26 empty] | E1002 : Pradeep Sati
Fixed Assets | Office |  | FA179 | Office,Cassete AC,2 Ton,LG | 8415 | 0 | NOS | 0 | 0 | RAW | 18 | 0 | YES | YES |  | NO |  | 28-MAY-2025 6:27:08PM | [26 empty] | E1002 : Pradeep Sati
Fixed Assets | Office |  | FA180 | Office,Cassete AC,3 Ton,LG | 8415 | 0 | NOS | 0 | 0 | RAW | 18 | 0 | YES | YES |  | NO |  | 28-MAY-2025 6:27:08PM | [26 empty] | E1002 : Pradeep Sati
Fixed Assets | Office |  | FA181 | Office,Window AC,1.5 Ton,LG | 8415 | 0 | NOS | 0 | 0 | RAW | 18 | 0 | YES | YES |  | NO |  | 28-MAY-2025 6:27:08PM | [26 empty] | E1002 : Pradeep Sati
Fixed Assets | Office |  | FA182 | Office,Printer,Black and White,Canon-MF244DW | 84433100 | 0 | NOS | 0 | 0 | RAW | 18 | 0 | YES | YES |  | NO |  | 28-MAY-2025 6:27:08PM | [26 empty] | E1002 : Pradeep Sati
Fixed Assets | Office |  | FA183 | Office,Printer,Color,Epson-L14150 | 84433100 | 0 | NOS | 0 | 0 | RAW | 18 | 0 | YES | YES |  | NO |  | 28-MAY-2025 6:27:08PM | [26 empty] | E1002 : Pradeep Sati
Fixed Assets | Office |  | FA184 | Office,Printer,Black and White,Brother-B7535DW | 84433100 | 0 | NOS | 0 | 0 | RAW | 18 | 0 | YES | YES |  | NO |  | 28-MAY-2025 6:27:08PM | [26 empty] | E1002 : Pradeep Sati
Fixed Assets | Office |  | FA185 | Office,Coffee Maker,,Atlantics,(Amazon) | 8516 | 0 | NOS | 0 | 0 | RAW | 18 | 0 | YES | YES |  | NO |  | 28-MAY-2025 6:27:08PM | [26 empty] | E1002 : Pradeep Sati
Fixed Assets | Office |  | FA186 | Office,Calculator,,Casio | 847010 | 0 | NOS | 430 | 0 | RAW | 18 | 0 | YES | YES |  | NO |  | 28-MAY-2025 6:27:08PM | [26 empty] | E1002 : Pradeep Sati | 19-SEP-2025 6:15:24PM | H1155 : Raushan Kumar
Fixed Assets | Office |  | FA187 | Office,Water Dispenser,Hot & Cool,Voltas | 84186920 | 0 | NOS | 0 | 0 | RAW | 18 | 0 | YES | YES |  | NO |  | 28-MAY-2025 6:27:08PM | [26 empty] | E1002 : Pradeep Sati
Fixed Assets | Office |  | FA188 | Office,Heater,,Bajaj-RHX 2 | 8516 | 0 | NOS | 0 | 0 | RAW | 18 | 0 | YES | YES |  | NO |  | 28-MAY-2025 6:27:08PM | [26 empty] | E1002 : Pradeep Sati
Fixed Assets | Office |  | FA189 | Office,Wall Fan,,Orient | 8414 | 0 | NOS | 0 | 0 | RAW | 18 | 0 | YES | YES |  | NO |  | 28-MAY-2025 6:27:08PM | [26 empty] | E1002 : Pradeep Sati
Fixed Assets | Office |  | FA190 | Office,Wall Fan,60 W,D47 X W20.5 X H47 cm,Crompton | 8414 | 0 | NOS | 0 | 0 | RAW | 18 | 0 | YES | YES |  | NO |  | 28-MAY-2025 6:27:08PM | [26 empty] | E1002 : Pradeep Sati
Fixed Assets | Office |  | FA191 | Office,Camera,DLSR,Canon-SX540HS | 8525 | 0 | NOS | 0 | 0 | RAW | 18 | 0 | YES | YES |  | NO |  | 28-MAY-2025 6:27:08PM | [26 empty] | E1002 : Pradeep Sati
Fixed Assets | Office |  | FA192 | Office,Security Camera,,Hikvision | 852580 | 0 | NOS | 0 | 0 | RAW | 18 | 0 | YES | YES |  | NO |  | 28-MAY-2025 6:27:08PM | [26 empty] | E1002 : Pradeep Sati
Fixed Assets | Office |  | FA193 | Office,Security Camera,,CP Plus | 852580 | 0 | NOS | 0 | 0 | RAW | 18 | 0 | YES | YES |  | NO |  | 28-MAY-2025 6:27:08PM | [26 empty] | E1002 : Pradeep Sati
Fixed Assets | Office |  | FA194 | Office,Desktop,Assembled,Zebronic | 8471 | 0 | NOS | 26800 | 0 | RAW | 18 | 0 | YES | YES |  | NO |  | 28-MAY-2025 6:27:08PM | [26 empty] | E1002 : Pradeep Sati | 13-MAY-2026 11:20:16AM | H1155 : Raushan Kumar
Fixed Assets | Office |  | FA195 | Office,Desktop,Assembled,HP | 8471 | 0 | NOS | 0 | 0 | RAW | 18 | 0 | YES | YES |  | NO |  | 28-MAY-2025 6:27:08PM | [26 empty] | E1002 : Pradeep Sati
Fixed Assets | Office |  | FA196 | Office,Desktop,Assembled,Zbster | 8471 | 0 | NOS | 0 | 0 | RAW | 18 | 0 | YES | YES |  | NO |  | 28-MAY-2025 6:27:08PM | [26 empty] | E1002 : Pradeep Sati
Fixed Assets | Office |  | FA197 | Office,Desktop,Assembled,LG | 8471 | 0 | NOS | 0 | 0 | RAW | 18 | 0 | YES | YES |  | NO |  | 28-MAY-2025 6:27:08PM | [26 empty] | E1002 : Pradeep Sati
Fixed Assets | Office |  | FA198 | Office,Laptop,18 Inch,HP-i3 | 847130 | 0 | NOS | 0 | 0 | RAW | 18 | 0 | YES | YES |  | NO |  | 28-MAY-2025 6:27:08PM | [26 empty] | E1002 : Pradeep Sati
Fixed Assets | Office |  | FA199 | Office,Laptop,24 Inch,Dell-i3 | 847130 | 0 | NOS | 0 | 0 | RAW | 18 | 0 | YES | YES |  | NO |  | 28-MAY-2025 6:27:08PM | [26 empty] | E1002 : Pradeep Sati
Fixed Assets | Office |  | FA200 | Office,Laptop,18 Inch,Dell-i3 | 847130 | 0 | NOS | 0 | 0 | RAW | 18 | 0 | YES | YES |  | NO |  | 28-MAY-2025 6:27:08PM | [26 empty] | E1002 : Pradeep Sati
Fixed Assets | Office |  | FA201 | Office,Laptop,14 Inch,Dell-i3 | 847130 | 0 | NOS | 0 | 0 | RAW | 18 | 0 | YES | YES |  | NO |  | 28-MAY-2025 6:27:08PM | [26 empty] | E1002 : Pradeep Sati
Fixed Assets | Office |  | FA202 | Office,Laptop,15.6 Inch,8GB Ram,1 TB Hard Disk,256GB SSD,Lenovo-Legion-i5 | 847130 | 0 | NOS | 0 | 0 | RAW | 18 | 0 | YES | YES |  | NO |  | 28-MAY-2025 6:27:08PM | [26 empty] | E1002 : Pradeep Sati
Fixed Assets | Office |  | FA203 | Office,LED Smart TV,75 Inch,LG-101CBWC01513 | 84715000 | 0 | NOS | 0 | 0 | RAW | 18 | 0 | YES | YES |  | NO |  | 28-MAY-2025 6:27:08PM | [26 empty] | E1002 : Pradeep Sati
Fixed Assets | Office |  | FA204 | Office,LED TV,32 Inch,TCL-32565A | 852872 | 0 | NOS | 0 | 0 | RAW | 18 | 0 | YES | YES |  | NO |  | 28-MAY-2025 6:27:08PM | [26 empty] | E1002 : Pradeep Sati
Fixed Assets | Office |  | FA205 | Office,LED TV,24 Inch,Kodak | 8528 | 0 | NOS | 0 | 0 | RAW | 18 | 0 | YES | YES |  | NO |  | 28-MAY-2025 6:27:08PM | [26 empty] | E1002 : Pradeep Sati
Fixed Assets | Office |  | FA206 | Office,Refrigerator,192 Ltr,Whirlpool | 84182900 | 0 | NOS | 0 | 0 | RAW | 18 | 0 | YES | YES |  | NO |  | 28-MAY-2025 6:27:08PM | [26 empty] | E1002 : Pradeep Sati
Fixed Assets | Office |  | FA207 | Office,Router,Internet,D-Link | 8517 | 0 | NOS | 0 | 0 | RAW | 18 | 0 | YES | YES |  | NO |  | 28-MAY-2025 6:27:08PM | [26 empty] | E1002 : Pradeep Sati
Fixed Assets | Office |  | FA208 | Office,Router,Internet,Tenda | 8517 | 0 | NOS | 0 | 0 | RAW | 18 | 0 | YES | YES |  | NO |  | 28-MAY-2025 6:27:08PM | [26 empty] | E1002 : Pradeep Sati
Fixed Assets | Office |  | FA209 | Office,Router,Internet,TP Link | 8517 | 0 | NOS | 0 | 0 | RAW | 18 | 0 | YES | YES |  | NO |  | 28-MAY-2025 6:27:08PM | [26 empty] | E1002 : Pradeep Sati
Fixed Assets | Office |  | FA210 | Office,Intercom,Landline,Panasonic | 8517 | 0 | NOS | 0 | 0 | RAW | 18 | 0 | YES | YES |  | NO |  | 28-MAY-2025 6:27:08PM | [26 empty] | E1002 : Pradeep Sati
Fixed Assets | Office |  | FA211 | Office,Intercom,Landline,Beetel | 8517 | 0 | NOS | 0 | 0 | RAW | 18 | 0 | YES | YES |  | NO |  | 28-MAY-2025 6:27:08PM | [26 empty] | E1002 : Pradeep Sati
Fixed Assets | Office |  | FA212 | Office,Laptop Heat Pad,, | 8471 | 0 | NOS | 0 | 0 | RAW | 18 | 0 | YES | YES |  | NO |  | 28-MAY-2025 6:27:08PM | [26 empty] | E1002 : Pradeep Sati
Fixed Assets | Office |  | FA213 | Office,Mouse Pad,, | 3926 | 0 | NOS | 50 | 0 | RAW | 18 | 0 | YES | YES |  | NO |  | 28-MAY-2025 6:27:08PM | [26 empty] | E1002 : Pradeep Sati | 01-NOV-2025 11:40:10AM | H1155 : Raushan Kumar
Fixed Assets | Office |  | FA214 | Office,Chair,,Intellio | 940330 | 0 | NOS | 0 | 0 | RAW | 18 | 0 | YES | YES |  | NO |  | 28-MAY-2025 6:27:08PM | [26 empty] | E1002 : Pradeep Sati
Fixed Assets | Office |  | FA215 | Office,Table,,Intellio | 940330 | 0 | NOS | 0 | 0 | RAW | 18 | 0 | YES | YES |  | NO |  | 28-MAY-2025 6:27:08PM | [26 empty] | E1002 : Pradeep Sati
Fixed Assets | Office |  | FA216 | Office,Tab,10.3 Inch,4 X 128 GB,Lenovo | 84714110 | 0 | NOS | 0 | 0 | RAW | 18 | 0 | YES | YES |  | NO |  | 28-MAY-2025 6:27:08PM | [26 empty] | E1002 : Pradeep Sati
Fixed Assets | Office |  | FA217 | Office,TV Floor Mount Stand,75 Inch, | 830230 | 0 | NOS | 0 | 0 | RAW | 18 | 0 | YES | YES |  | NO |  | 28-MAY-2025 6:27:08PM | [26 empty] | E1002 : Pradeep Sati
Fixed Assets | Office |  | FA218 | Office,Microwave Oven,,IFBMW17PMMECI | 85165000 | 0 | NOS | 0 | 0 | RAW | 18 | 0 | YES | YES |  | NO |  | 28-MAY-2025 6:27:08PM | [26 empty] | E1002 : Pradeep Sati
Fixed Assets | Office |  | FA219 | Office,Power Bank,10000 MAH Battery, | 85078000 | 0 | NOS | 0 | 0 | RAW | 18 | 0 | YES | YES |  | NO |  | 28-MAY-2025 6:27:08PM | [26 empty] | E1002 : Pradeep Sati
Fixed Assets | Office |  | FA220 | Office,Biometric Machine,Face recognition, | 854370 | 0 | NOS | 0 | 0 | RAW | 18 | 0 | YES | YES |  | NO |  | 28-MAY-2025 6:27:08PM | [26 empty] | E1002 : Pradeep Sati
Fixed Assets | Office |  | FA221 | Office,Biometric Machine,Passcode,eSSL | 854370 | 0 | NOS | 0 | 0 | RAW | 18 | 0 | YES | YES |  | NO |  | 28-MAY-2025 6:27:08PM | [26 empty] | E1002 : Pradeep Sati
Fixed Assets | Office |  | FA222 | Office,Almirah,Wooden, | 940320 | 0 | NOS | 0 | 0 | RAW | 18 | 0 | YES | YES |  | NO |  | 28-MAY-2025 6:27:08PM | [26 empty] | E1002 : Pradeep Sati
Fixed Assets | Office |  | FA223 | Office,Sofa,, | 940330 | 0 | NOS | 0 | 0 | RAW | 18 | 0 | YES | YES |  | NO |  | 28-MAY-2025 6:27:08PM | [26 empty] | E1002 : Pradeep Sati
Fixed Assets | Office |  | FA224 | Office,Stablizer,,IFB | 850440 | 0 | NOS | 0 | 0 | RAW | 18 | 0 | YES | YES |  | NO |  | 28-MAY-2025 6:27:08PM | [26 empty] | E1002 : Pradeep Sati
Fixed Assets | Office |  | FA225 | Office,Invertor,,Microtech | 850490 | 0 | NOS | 0 | 0 | RAW | 18 | 0 | YES | YES |  | NO |  | 28-MAY-2025 6:27:08PM | [26 empty] | E1002 : Pradeep Sati
Fixed Assets | Office |  | FA226 | Office,Battery,, | 850490 | 0 | NOS | 0 | 0 | RAW | 18 | 0 | YES | YES |  | NO |  | 28-MAY-2025 6:27:08PM | [26 empty] | E1002 : Pradeep Sati
Fixed Assets | Office |  | FA227 | Office,Monitor Screen,22 Inch, | 8471 | 0 | NOS | 0 | 0 | RAW | 18 | 0 | YES | YES |  | NO |  | 28-MAY-2025 6:27:08PM | [26 empty] | E1002 : Pradeep Sati
Fixed Assets | Office |  | FA228 | Office,Electrical Panel,, | 8537 | 0 | NOS | 0 | 0 | RAW | 18 | 0 | YES | YES |  | NO |  | 28-MAY-2025 6:27:08PM | [26 empty] | E1002 : Pradeep Sati
Fixed Assets | Office |  | FA229 | Office,Electricity Meter,, | 9028 | 0 | NOS | 0 | 0 | RAW | 18 | 0 | YES | YES |  | NO |  | 28-MAY-2025 6:27:08PM | [26 empty] | E1002 : Pradeep Sati
Asset | Laptop | HP | FA23-24-001 | HP Laptop | 8471 | 0 | SET |  | 28500 | Equipment | 18 | 0 | NO | NO |  | NO |  | 04-APR-2023 4:59:51PM | Make | H.P | Modle | Elitebook G5 840 I5 8th Gen/8GB RAM/ 500 GB NVME SSD Drive | [22 empty] | Admin : Admin | 25-JUL-2023 12:59:00PM | E1073 : ABS1004
Asset | Laptop | HP | FA23-24-002 | Laptop | 8471 | 0 | SET |  | 28500 | Equipment | 18 | 0 | NO | NO |  | NO |  | 04-APR-2023 5:02:27PM | Make | HP | Modle | Elitebook G5 840 I5 8th Gen/ 8 GB Ram/ 500 GB NVME SSD Drive | [22 empty] | Admin : Admin | 25-JUL-2023 12:59:45PM | E1073 : ABS1004
Fixed Assets | Office |  | FA230 | Office,Plant Pot,7 Inch, | 604 | 0 | NOS | 0 | 0 | RAW | 18 | 0 | YES | YES |  | NO |  | 28-MAY-2025 6:27:08PM | [26 empty] | E1002 : Pradeep Sati
Fixed Assets | Office |  | FA231 | Office,Plant Pot,14 Inch, | 604 | 0 | NOS | 0 | 0 | RAW | 18 | 0 | YES | YES |  | NO |  | 28-MAY-2025 6:27:08PM | [26 empty] | E1002 : Pradeep Sati
Fixed Assets | Office |  | FA232 | Office,Plant Pot,16 Inch, | 604 | 0 | NOS | 0 | 0 | RAW | 18 | 0 | YES | YES |  | NO |  | 28-MAY-2025 6:27:08PM | [26 empty] | E1002 : Pradeep Sati
Fixed Assets | Office |  | FA233 | Office,Plant Pot,30 inch, | 604 | 0 | NOS | 0 | 0 | RAW | 18 | 0 | YES | YES |  | NO |  | 28-MAY-2025 6:27:08PM | [26 empty] | E1002 : Pradeep Sati
Fixed Assets | Office |  | FA234 | Office,Plant Pot,10 inch, | 604 | 0 | NOS | 0 | 0 | RAW | 18 | 0 | YES | YES |  | NO |  | 28-MAY-2025 6:27:08PM | [26 empty] | E1002 : Pradeep Sati
Fixed Assets | Office |  | FA235 | Office,Gym Tools,, | 8506 | 0 | NOS | 0 | 0 | RAW | 18 | 0 | YES | YES |  | NO |  | 28-MAY-2025 6:27:08PM | [26 empty] | E1002 : Pradeep Sati
Fixed Assets | Office |  | FA236 | Office,Water Moter,, | 841330 | 0 | NOS | 0 | 0 | RAW | 18 | 0 | YES | YES |  | NO |  | 28-MAY-2025 6:27:08PM | [26 empty] | E1002 : Pradeep Sati
Fixed Assets | Office |  | FA237 | Office,Laptop Battery,,HP | 8507 | 0 | NOS | 1313.55 | 0 | RAW | 18 | 0 | YES | YES |  | NO |  | 16-JUN-2025 2:09:39PM | [26 empty] | E1002 : Pradeep Sati | 04-MAY-2026 4:02:19PM | H1155 : Raushan Kumar
Fixed Assets | Office |  | FA238 | Office,Laptop Battery,,Dell-6440 | 8471 | 0 | NOS | 1483.05 | 0 | RAW | 18 | 0 | YES | YES |  | NO |  | 16-JUN-2025 2:09:39PM | [26 empty] | E1002 : Pradeep Sati | 25-MAY-2026 3:25:52PM | H1155 : Raushan Kumar
Fixed Assets | Office |  | FA239 | Office,Mouse,Wired, | 84716060 | 0 | NOS | 250 | 0 | RAW | 18 | 0 | YES | YES |  | NO |  | 16-JUN-2025 2:09:39PM | [26 empty] | E1002 : Pradeep Sati | 04-MAY-2026 4:02:18PM | H1155 : Raushan Kumar
Fixed Assets | Office |  | FA240 | Office,Mouse,Wireless, | 84716060 | 0 | NOS | 593.22 | 0 | RAW | 18 | 0 | YES | YES |  | NO |  | 16-JUN-2025 2:09:39PM | [26 empty] | E1002 : Pradeep Sati | 04-MAY-2026 4:02:18PM | H1155 : Raushan Kumar
Fixed Assets | Office |  | FA241 | Office,Hard Disk Drive,, | 84717020 | 0 | NOS | 0 | 0 | RAW | 18 | 0 | YES | YES |  | NO |  | 16-JUN-2025 2:09:39PM | [26 empty] | E1002 : Pradeep Sati
Fixed Assets | Office |  | FA242 | Office,SSD Drive,, | 85235100 | 0 | NOS | 2650 | 0 | RAW | 18 | 0 | YES | YES |  | NO |  | 16-JUN-2025 2:09:39PM | [26 empty] | E1002 : Pradeep Sati | 28-JUN-2025 2:07:45PM | H1155 : Raushan Kumar
Fixed Assets | Office |  | FA243 | Office,RAM,, | 84733030 | 0 | NOS | 1350 | 0 | RAW | 18 | 0 | YES | YES |  | NO |  | 16-JUN-2025 2:09:39PM | [26 empty] | E1002 : Pradeep Sati | 28-JUN-2025 2:09:00PM | H1155 : Raushan Kumar
Fixed Assets | Office |  | FA244 | Office,Card Reader,, | 84719000 | 0 | NOS | 0 | 0 | RAW | 18 | 0 | YES | YES |  | NO |  | 16-JUN-2025 2:09:39PM | [26 empty] | E1002 : Pradeep Sati
Fixed Assets | Office |  | FA245 | Office,Pen Drive,, | 85235100 | 0 | NOS | 0 | 0 | RAW | 18 | 0 | YES | YES |  | NO |  | 16-JUN-2025 2:09:39PM | [26 empty] | E1002 : Pradeep Sati
Fixed Assets | Office |  | FA246 | Office,Printer Ink,L14150,Epson | 32159090 | 0 | NOS | 0 | 0 | RAW | 18 | 0 | YES | YES |  | NO |  | 16-JUN-2025 2:09:39PM | [26 empty] | E1002 : Pradeep Sati
Fixed Assets | Office |  | FA247 | Office,Printer Cartage,,Brother | 84439990 | 0 | NOS | 750 | 0 | RAW | 18 | 0 | YES | YES |  | NO |  | 16-JUN-2025 2:09:39PM | [26 empty] | E1002 : Pradeep Sati | 05-MAY-2026 4:06:24PM | H1155 : Raushan Kumar
Fixed Assets | Office |  | FA248 | Office,Printer Cartage,,Canon | 84439990 | 0 | NOS | 230 | 0 | RAW | 18 | 0 | YES | YES |  | NO |  | 16-JUN-2025 2:09:39PM | [26 empty] | E1002 : Pradeep Sati | 14-APR-2026 11:08:06AM | H1155 : Raushan Kumar
Fixed Assets | Office |  | FA249 | Office,Name Plate,L610 X W455 X T3 mm,Acrylic,Building Use, | 8310 | 0 | NOS | 0 | 0 | RAW | 18 | 0 | YES | YES |  | NO |  | 26-JUN-2025 1:27:25PM | [26 empty] | E1002 : Pradeep Sati
Fixed Assets | Office |  | FA250 | Office,Name Plate,330 X 140 X T2.5 mm,Acrylic-Black, | 8310 | 0 | NOS | 0 | 0 | RAW | 18 | 0 | YES | YES |  | NO |  | 26-JUN-2025 1:27:25PM | [26 empty] | E1002 : Pradeep Sati
Fixed Assets | Office |  | FA251 | Office,Name Plate,330 X 140 X T2.5 mm,Acrylic-Gray, | 8310 | 0 | NOS | 0 | 0 | RAW | 18 | 0 | YES | YES |  | NO |  | 26-JUN-2025 1:27:25PM | [26 empty] | E1002 : Pradeep Sati
Fixed Assets | Office |  | FA252 | Office,Remote,AC,LG | 85437099 | 0 | NOS | 0 | 0 | RAW | 18 | 0 | YES | YES |  | NO |  | 26-JUN-2025 1:27:25PM | [26 empty] | E1002 : Pradeep Sati
Fixed Assets | Office |  | FA253 | Office,Remote,AC,Panasonic | 85437099 | 0 | NOS | 0 | 0 | RAW | 18 | 0 | YES | YES |  | NO |  | 26-JUN-2025 1:27:25PM | [26 empty] | E1002 : Pradeep Sati
Fixed Assets | Office |  | FA254 | Office,Remote,TV,LG | 8528 | 0 | NOS | 0 | 0 | RAW | 18 | 0 | YES | YES |  | NO |  | 26-JUN-2025 1:27:25PM | [26 empty] | E1002 : Pradeep Sati
Fixed Assets | Office |  | FA255 | Office,Remote,TV,TCL | 8528 | 0 | NOS | 0 | 0 | RAW | 18 | 0 | YES | YES |  | NO |  | 26-JUN-2025 1:27:25PM | [26 empty] | E1002 : Pradeep Sati
Fixed Assets | Office |  | FA256 | Office,Remote,TV,Kodak | 8528 | 0 | NOS | 0 | 0 | RAW | 18 | 0 | YES | YES |  | NO |  | 26-JUN-2025 1:27:25PM | [26 empty] | E1002 : Pradeep Sati
Fixed Assets | Office |  | FA257 | Office,Battery,Coin Cell, | 8506 | 2 | NOS | 30 | 0 | RAW | 18 | 0 | YES | YES |  | NO |  | 07-JUL-2025 2:37:40PM | [26 empty] | E1002 : Pradeep Sati | 17-NOV-2025 5:52:23PM | E1002 : Pradeep Sati
Fixed Assets | Office |  | FA258 | Office,Battery,Button Cell, | 8506 | 0 | NOS | 0 | 0 | RAW | 18 | 0 | YES | YES |  | NO |  | 07-JUL-2025 2:37:40PM | [26 empty] | E1002 : Pradeep Sati
Fixed Assets | Office |  | FA259 | Office,Battery,AAA Cell, | 8506 | 0 | NOS | 45 | 0 | RAW | 18 | 0 | YES | YES |  | NO |  | 07-JUL-2025 2:37:40PM | [26 empty] | E1002 : Pradeep Sati | 16-MAR-2026 11:20:50AM | H1155 : Raushan Kumar
Fixed Assets | Office |  | FA260 | Office,Battery,AA Cell, | 8506 | 0 | NOS | 45 | 0 | RAW | 18 | 0 | YES | YES |  | NO |  | 07-JUL-2025 2:37:40PM | [26 empty] | E1002 : Pradeep Sati | 16-MAR-2026 11:20:50AM | H1155 : Raushan Kumar
Fixed Assets | Office |  | FA261 | Office,Battery,9 V, | 8506 | 8 | NOS | 0 | 0 | RAW | 18 | 0 | YES | YES |  | NO |  | 07-JUL-2025 2:37:40PM | [26 empty] | E1002 : Pradeep Sati | 26-DEC-2025 10:01:28AM | H1155 : Raushan Kumar
Fixed Assets | Office |  | FA262 | Office,Cartage Ribbon,PT-90B (12mm X 100m),Puty | 96121090 | 4 | NOS | 850 | 0 | RAW | 18 | 0 | YES | YES |  | NO |  | 19-AUG-2025 2:50:37PM | [26 empty] | E1002 : Pradeep Sati | 11-JUN-2026 12:34:37PM | H1155 : Raushan Kumar
Fixed Assets | Factory |  | FA263 | Factory,Benchwise,Size - 115 mm,Rahul | 8205 | 0 | NOS | 2900 | 0 | RAW | 18 | 0 | YES | YES |  | NO |  | 10-SEP-2025 6:31:41PM | [26 empty] | E1002 : Pradeep Sati | 29-JAN-2026 10:05:00AM | H1155 : Raushan Kumar
Fixed Assets | Office |  | FA264 | Office,Laptop,14 Inch,Lenevo-Thinkpad-i5 | 847130 | 0 | NOS | 16500 | 0 | RAW | 18 | 0 | YES | YES |  | NO |  | 01-OCT-2025 1:04:23PM | [26 empty] | E1002 : Pradeep Sati | 04-OCT-2025 11:33:09AM | H1155 : Raushan Kumar
Fixed Assets | Office |  | FA265 | Office,Laptop,14 Inch,HP-i5 | 847130 | 0 | NOS | 18500 | 0 | RAW | 18 | 0 | YES | YES |  | NO |  | 01-OCT-2025 1:04:23PM | [26 empty] | E1002 : Pradeep Sati | 04-OCT-2025 11:33:09AM | H1155 : Raushan Kumar
Fixed Assets | Office |  | FA270 | Office,RAM,DDR 4 - 32 GB, | 8473 | 0 | NOS | 8050.85 | 0 | RAW | 18 | 0 | YES | YES |  | NO |  | 17-NOV-2025 4:17:02PM | [26 empty] | E1002 : Pradeep Sati | 18-NOV-2025 12:52:11PM | H1155 : Raushan Kumar
Fixed Assets | Office |  | FA271 | Office,Charger,Laptop-Power Cable- 65 W,Lenovo-USB-C Pin Type | 8471 | 0 | NOS | 1550 | 0 | RAW | 18 | 0 | YES | YES |  | NO |  | 31-DEC-2025 3:53:38PM | [26 empty] | E1002 : Pradeep Sati | 08-JAN-2026 11:52:43AM | H1155 : Raushan Kumar
Fixed Assets | Office |  | FA272 | Office,Charger,Laptop-Power Cable- 45 W,Dell-Vostro | 8471 | 0 | NOS | 1250 | 0 | RAW | 18 | 0 | YES | YES |  | NO |  | 31-DEC-2025 3:53:38PM | [26 empty] | E1002 : Pradeep Sati | 08-JAN-2026 11:52:43AM | H1155 : Raushan Kumar
Fixed Assets | Office |  | FA273 | Office,Laptop Battery,ThinkPad L14 Gen 1,Lenevo | 8471 | 0 | NOS | 2200 | 0 | RAW | 18 | 0 | YES | YES |  | NO |  | 31-DEC-2025 3:53:38PM | [26 empty] | E1002 : Pradeep Sati | 08-JAN-2026 11:52:43AM | H1155 : Raushan Kumar
Fixed Assets | Office |  | FA274 | Office,Cartage Ribbon,Material - Wax {Black- (110mm X 100m)}, | 96121090 | 12 | NOS | 0 | 0 | RAW | 18 | 0 | YES | YES |  | NO |  | 06-FEB-2026 3:18:38PM | [26 empty] | E1002 : Pradeep Sati | 11-FEB-2026 11:03:09AM | H1155 : Raushan Kumar
Fixed Assets | Office |  | FA275 | Office,Printer Magnetic Roller,, | 8443 | 0 | NOS | 150 | 0 | RAW | 18 | 0 | YES | YES |  | NO |  | 13-FEB-2026 4:44:41PM | [26 empty] | E1002 : Pradeep Sati | 17-FEB-2026 11:14:12AM | H1155 : Raushan Kumar
Fixed Assets | Office |  | FA276 | Office,Printer Drum,, | 8443 | 0 | NOS | 1750 | 0 | RAW | 18 | 0 | YES | YES |  | NO |  | 13-FEB-2026 4:44:41PM | [26 empty] | E1002 : Pradeep Sati | 05-MAY-2026 4:06:24PM | H1155 : Raushan Kumar
Fixed Assets | Office |  | FA282 | Office,Keyboard,Wired,Dell | 8471 | 0 | NOS | 466.1 | 0 | RAW | 18 | 0 | YES | YES |  | NO |  | 28-APR-2026 4:32:43PM | [26 empty] | E1002 : Pradeep Sati | 04-MAY-2026 4:02:18PM | H1155 : Raushan Kumar
Fixed Assets | Office |  | FA283 | Office,RAM,DDR 3 - 8 GB,SIPL | 8473 | 0 | NOS | 1927.96 | 0 | RAW | 18 | 0 | YES | YES |  | NO |  | 28-APR-2026 4:32:43PM | [26 empty] | E1002 : Pradeep Sati | 04-MAY-2026 4:02:19PM | H1155 : Raushan Kumar
Fixed Assets | Office |  | FA284 | Office,Pen Drive,USB 3.0 - 64 GB,SanDisk | 8523 | 0 | NOS | 847.46 | 0 | RAW | 18 | 0 | YES | YES |  | NO |  | 05-MAY-2026 6:34:52PM | [26 empty] | E1002 : Pradeep Sati | 12-MAY-2026 10:48:19AM | H1155 : Raushan Kumar
Fixed Assets | Office |  | FA285 | Office,Pen Drive,Double Drive (USB 3.0 and C Port) - 16 GB,Cross | 8523 | 0 | NOS | 677.12 | 0 | RAW | 18 | 0 | YES | YES |  | NO |  | 05-MAY-2026 6:34:52PM | [26 empty] | E1002 : Pradeep Sati | 13-MAY-2026 2:40:34PM | H1160 : retired admin
Fixed Assets | Office |  | FA286 | Office,Laptop Fan,For Cooling-5 V (Lenovo ThinkPad L14), | 8523 | 0 | NOS | 1610.16 | 0 | RAW | 18 | 0 | YES | YES |  | NO |  | 26-MAY-2026 12:04:02PM | [26 empty] | E1002 : Pradeep Sati | 27-MAY-2026 11:33:43AM | H1155 : Raushan Kumar
Fixed Assets | Office |  | FA287 | Office,Dasktop Computer Fan,For CPU Cooling - 12 V,4 Pin, | 8414 | 0 | NOS | 296.62 | 0 | RAW | 18 | 0 | YES | YES |  | NO |  | 07-JUN-2026 5:40:57PM | [26 empty] | E1002 : Pradeep Sati
Fixed Assets | Office |  | FA288 | Office,Water Dispenser,Hot & Cool,Blue Star | 84186920 | 0 | NOS | 9800 | 0 | RAW | 18 | 0 | YES | YES |  | NO |  | 29-JUN-2026 12:29:11PM | [26 empty] | E1002 : Pradeep Sati
Fixed Assets | Factory |  | FA289 | Factory,Iron Worker,Stroke Length- 30 mm,Max. Punching Force- 600 KN,Cutting Frequency- 30 Times/Min | 8462 | 0 | NOS | 170000 | 0 | RAW | 18 | 0 | YES | YES |  | NO |  | 01-JUL-2026 1:41:21PM | [26 empty] | E1002 : Pradeep Sati
Fixed Assets | Factory |  | FA290 | Factory,Storage Rack,MS-Shelves [36" (L) × 18" (D) × 96" (H)] Shelf-T 0.80 mm/Leg-T 2 mm,SK Steel Pr | 9403 | 5 | NOS | 4150 | 0 | RAW | 18 | 0 | YES | YES |  | NO |  | 18-JUL-2026 2:40:12AM | [26 empty] | E1002 : Pradeep Sati
Fixed Assets | Office |  | FA291 | Office,Pen Drive,Cruzer Blade (USB 2.0 Flash Drive) - 64 GB,SanDisk | 8523 | 0 | NOS | 626.27 | 0 | RAW | 18 | 0 | YES | YES |  | NO |  | 27-JUL-2026 4:23:15PM | [26 empty] | E1002 : Pradeep Sati | 29-JUL-2026 10:46:13AM | H1155 : Raushan Kumar
Fixed Assets | Factory |  | FA292 | Factory,Tap, 2 IN 1 WAY, 1/2", BRASS, CHROME FINISH, FOR BATHROOM | 3917 | 0 | NOS | 0 | 0 | RAW | 18 | 0 | YES | YES |  | NO |  | 10-AUG-2026 2:20:00PM | [26 empty] | E1002 : Pradeep Sati
Fixed Assets | Factory |  | FA293 | Factory,Hand Pallet,5000Kgs,Width/ 550 mm | 842790 | 2 | NOS | 38000 | 0 | RAW | 18 | 0 | YES | YES |  | NO |  | 11-AUG-2026 11:33:11AM | [26 empty] | E1002 : Pradeep Sati
Asset | Mobile | Beetel | FA70 | Intercome | 85171110 | 0 | NOS | 508.47 | 0 | Part | 18 |  | NO | NO |  | NO | Make- Beetel C-11 | 31-OCT-2023 9:22:31AM | [26 empty] | E1117 : Arun Kumar | 07-DEC-2023 1:49:07PM | H1155 : Raushan Kumar
Asset | Standee |  | FA71 | Tabletop Standee Medo |  | 0 | SET | 0 | 0 | Part | 18 | 0 | NO | NO |  | NO |  | 27-NOV-2023 10:35:30AM | [26 empty] | E1117 : Arun Kumar | 27-NOV-2023 10:38:08AM | E1117 : Arun Kumar
Asset | Standee |  | FA72 | Tabletop Standee |  | 0 | SET | 0 | 0 | Part | 18 | 0 | NO | NO |  | NO |  | 27-NOV-2023 10:36:03AM | [26 empty] | E1117 : Arun Kumar | 27-NOV-2023 10:38:16AM | E1117 : Arun Kumar
Asset | Standee |  | FA76 | Name Plates for Building Use |  | 0 | PCS | 0 | 0 | Part | 18 |  | NO | NO |  | NO |  | 28-NOV-2023 9:58:30AM | [26 empty] | E1117 : Arun Kumar
Asset | Laptop |  | FA77 | Dell Laptop Latitude |  | 2 | SET | 0 | 0 | Part | 18 |  | NO | NO |  | NO |  | 26-DEC-2023 3:57:24PM | [26 empty] | E1117 : Arun Kumar | 09-OCT-2024 6:22:56PM | E1073 : ABS1004
Asset | Laptop | DELL | FA78 | Dell Adapter 65 Watt 6 TM1C - Moti PIn | 8504 | 1 | PCS | 847.45 | 0 | Part | 18 | 0 | NO | NO |  | NO |  | 28-DEC-2023 10:38:40AM | [26 empty] | E1117 : Arun Kumar | 09-OCT-2024 6:30:30PM | E1073 : ABS1004
Asset | Laptop |  | FA79 | Dell Power Cable 3 Pin - K257C | 85441 | 3 | PCS | 150 | 0 | Part | 18 |  | NO | NO |  | NO |  | 28-DEC-2023 10:39:32AM | [26 empty] | E1117 : Arun Kumar | 28-JAN-2025 10:36:44AM | H1155 : Raushan Kumar
Asset | Camera | Hikvision | FA81 | Wired 1080P Full HD Dome Camera 2 MP IP |  | 13 | PCS | 2250 | 0 | Part | 18 |  | NO | NO |  | NO |  | 09-FEB-2024 9:34:41AM | [26 empty] | E1117 : Arun Kumar
Asset | Camera | Hikvision | FA82 | Wired 1080P Full HD Pixels 5 MP IP Dome Camera |  | 1 | PCS | 4450 | 0 | Part | 18 |  | NO | NO |  | NO |  | 09-FEB-2024 9:35:29AM | [26 empty] | E1117 : Arun Kumar
Asset | Camera |  | FA83 | NVR DS-7616NI-K1 16 CH 8 MP H265 - Security Camera System - 16 Channel |  | 1 | PCS | 8050 | 0 | Part | 18 |  | NO | NO |  | NO |  | 09-FEB-2024 9:37:00AM | [26 empty] | E1117 : Arun Kumar
Asset | Camera | W.D | FA84 | Surveillance 6 TB Internal Hard Disk Drive WD |  | 1 | PCS | 12458 | 0 | Part | 18 |  | NO | NO |  | NO |  | 09-FEB-2024 9:39:06AM | [26 empty] | E1117 : Arun Kumar
Asset | IT - Mouse | DELL | FA85 | Wireless Mouse Dell | 8471 | 2 | PCS | 590 | 0 | Part | 18 |  | NO | NO |  | NO |  | 14-FEB-2024 11:36:35AM | [26 empty] | E1117 : Arun Kumar | 14-FEB-2024 12:01:02PM | E1117 : Arun Kumar
Asset | IT - Mouse | TP LInk | FA86 | Switch - 5 Port Dlink | 8517 | 5 | PCS | 2050 | 0 | Part | 18 |  | NO | NO |  | NO |  | 14-FEB-2024 11:37:09AM | [26 empty] | E1117 : Arun Kumar
Asset | Standee | test | FA87 | Standee IDOS |  | 0 | PCS | 0 | 0 | Part | 18 |  | NO | NO |  | NO |  | 29-FEB-2024 2:22:23PM | [26 empty] | E1117 : Arun Kumar
Asset | Standee | test | FA88 | Standee NgenX |  | 0 | PCS | 0 | 0 | Part | 18 |  | NO | NO |  | NO |  | 29-FEB-2024 2:22:48PM | [26 empty] | E1117 : Arun Kumar
Asset | Standee | test | FA89 | Standee Ngen |  | 0 | PCS | 0 | 0 | Part | 18 | 0 | NO | NO |  | NO |  | 29-FEB-2024 2:23:16PM | [26 empty] | E1117 : Arun Kumar | 29-FEB-2024 2:23:27PM | E1117 : Arun Kumar
Asset | Laptop | HP | FA90 | Laptop - Hp- 240 G8 intel core i3 Generation 11 th 8 GB 512/ DOS | 87413010 | 1 | SET | 28389.83 | 0 | Part | 18 |  | NO | NO |  | NO |  | 26-APR-2024 12:13:07PM | [26 empty] | E1117 : Arun Kumar
Asset | Printer | Puty | FA91 | Printer - Tube, lable marking Printer Model- puty p900 printer | 8443 | 0 | PCS | 31000 | 0 | Part | 18 |  | NO | NO |  | NO |  | 16-MAY-2024 9:40:34AM | [26 empty] | E1117 : Arun Kumar | 16-MAY-2024 9:47:49AM | E1117 : Arun Kumar
Asset | Tool Kit |  | FA92 | Oil/Air/line Filter Wrench | 8421 | 0 | PCS | 400 | 0 | Part | 18 |  | NO | NO |  | NO |  | 03-JUN-2024 11:47:45AM | [26 empty] | E1117 : Arun Kumar | 02-SEP-2024 5:20:52PM | H1155 : Raushan Kumar
Asset | Tool Kit |  | FA93 | CRANE SCALE 2 TON STD | 8428 | 0 | SET | 12500 | 0 | Part | 18 | 0 | NO | NO |  | NO |  | 13-JUN-2024 2:22:27PM | [26 empty] | E1117 : Arun Kumar | 13-JUN-2024 4:03:45PM | H1155 : Raushan Kumar
Asset | Safety Helmet |  | FA95 | fire extinguishers |  | 0 | PCS | 0 | 0 | Part | 18 |  | NO | NO |  | NO |  | 24-SEP-2024 11:59:35AM | [26 empty] | E1117 : Arun Kumar
Asset | Safety Helmet |  | FA96 | fire extinguishers Refill | 3813 | 4 | PCS | 436.25 | 0 | Part | 18 |  | NO | NO |  | YES |  | 24-SEP-2024 12:00:35PM | [26 empty] | E1117 : Arun Kumar
Asset | Tool Kit |  | FA97 | Digital Meter instrument for Coating, Thickness Gauge Make - Metrix |  | 1 | SET | 0 | 0 | Part | 18 | 0 | NO | NO |  | NO |  | 30-SEP-2024 4:38:54PM | [26 empty] | E1117 : Arun Kumar | 30-SEP-2024 4:42:44PM | E1117 : Arun Kumar
Asset | Extension Board for office |  | FA98 | Industrial Wall Fan |  | 0 | PCS | 0 | 0 | Part | 18 | 0 | NO | NO |  | NO |  | 01-OCT-2024 9:30:12AM | [26 empty] | E1117 : Arun Kumar | 01-OCT-2024 9:32:38AM | E1117 : Arun Kumar
Asset | Extension Board for office |  | FA99 | Domestic Wall Fan |  | 0 | PCS | 0 | 0 | Part | 18 |  | NO | NO |  | NO |  | 01-OCT-2024 9:33:48AM | [26 empty] | E1117 : Arun Kumar
Factory maint |  |  | FAX1 | 2*2 Sewage Hole Cap Cement |  | 0 | SET |  | 1850 | GeneralItem | 18 |  | NO | NO |  | NO |  | 14-SEP-2023 9:40:03AM | [26 empty] | E1117 : Arun Kumar
Factory maint | Raw Metrial |  | FAX10 | White Putty | 3214 | 40 | KG | 17.5 | 0 | Part | 18 |  | NO | NO |  | NO |  | 20-SEP-2023 1:54:06PM | [26 empty] | E1117 : Arun Kumar
Factory maint | Raw Metrial |  | FAX11 | PiPe 1" CPVC | 3917 | 0 | NOS | 0 | 0 | Part | 18 |  | NO | NO |  | NO |  | 21-SEP-2023 6:34:48PM | [26 empty] | E1117 : Arun Kumar
Factory maint | Raw Metrial |  | FAX12 | T 1" | 3917 | 0 | PCS | 0 | 0 | Part | 18 |  | NO | NO |  | NO |  | 21-SEP-2023 6:36:32PM | [26 empty] | E1117 : Arun Kumar
Factory maint | Raw Metrial |  | FAX13 | T 1*3/4" | 3917 | 0 | PCS | 0 | 0 | Part | 18 |  | NO | NO |  | NO |  | 21-SEP-2023 6:38:06PM | [26 empty] | E1117 : Arun Kumar
Fitting Item | Brass Fitting |  | FAX14 | Brass Elbo 1/2*3/4" | 3917 | 0 | PCS | 0 | 0 | Part | 18 | 0 | NO | NO |  | NO |  | 21-SEP-2023 6:39:24PM | [26 empty] | E1117 : Arun Kumar | 04-SEP-2024 10:13:58AM | E1117 : Arun Kumar
Factory maint | Raw Metrial |  | FAX15 | Tutti | 3302 | 0 | PCS | 0 | 0 | Part | 18 |  | NO | NO |  | NO |  | 21-SEP-2023 6:40:02PM | [26 empty] | E1117 : Arun Kumar
Factory maint | Raw Metrial |  | FAX16 | MT 1*1 CPVC | 3917 | 0 | PCS | 0 | 0 | Part | 18 |  | NO | NO |  | NO |  | 21-SEP-2023 6:40:42PM | [26 empty] | E1117 : Arun Kumar
Factory maint | Raw Metrial |  | FAX17 | Union 1" CPVC | 3917 | 0 | PCS | 0 | 0 | Part | 18 |  | NO | NO |  | NO |  | 21-SEP-2023 6:41:49PM | [26 empty] | E1117 : Arun Kumar
Factory maint | Raw Metrial |  | FAX18 | Elbo 25mm | 3917 | 0 | PCS | 0 | 0 | Part | 18 |  | NO | NO |  | NO |  | 21-SEP-2023 6:43:31PM | [26 empty] | E1117 : Arun Kumar
Factory maint | Raw Metrial |  | FAX19 | Reducer 1*3/4 | 3917 | 0 | PCS | 0 | 0 | Part | 18 |  | NO | NO |  | NO |  | 21-SEP-2023 6:44:26PM | [26 empty] | E1117 : Arun Kumar
Factory maint | Electrical Item |  | FAX2 | Round Sheet ( Conshield Sheet) |  | 2 | PCS | 103 | 0 | Part | 18 |  | NO | NO |  | NO |  | 19-SEP-2023 12:08:02PM | [26 empty] | E1117 : Arun Kumar
Factory maint | Raw Metrial |  | FAX20 | Socket 1" | 3917 | 0 | PCS | 0 | 0 | Part | 18 |  | NO | NO |  | NO |  | 21-SEP-2023 6:46:33PM | [26 empty] | E1117 : Arun Kumar
Factory maint | Raw Metrial |  | FAX21 | End Cap 1" | 3917 | 0 | PCS | 0 | 0 | Part | 18 |  | NO | NO |  | NO |  | 21-SEP-2023 6:47:16PM | [26 empty] | E1117 : Arun Kumar
Factory maint | Raw Metrial |  | FAX22 | Solvent CPVC 237 ML | 3506 | 0 | NOS | 0 | 0 | Part | 18 |  | NO | NO |  | NO |  | 21-SEP-2023 6:48:18PM | [26 empty] | E1117 : Arun Kumar
Factory maint | Electrical Item |  | FAX23 | T Cover for Holder | 7318 | 50 | PCS | 6.25 | 0 | Part | 18 |  | NO | NO |  | NO |  | 04-OCT-2023 1:10:43PM | [26 empty] | E1117 : Arun Kumar
Asset | Tool Kit |  | FAX24 | Paint Booth | 8421 | 1 | Bundel | 169491.53 | 0 | Part | 18 | 0 | NO | NO |  | NO |  | 11-APR-2024 11:22:45AM | [26 empty] | E1117 : Arun Kumar | 04-SEP-2024 12:41:11PM | E1117 : Arun Kumar
Factory maint | Electrical Item |  | FAX25 | S Type Hook 8 MM | 7318 | 0 | PCS | 20 | 0 | Part | 18 |  | NO | NO |  | NO |  | 29-MAY-2024 9:42:28AM | [26 empty] | E1117 : Arun Kumar | 03-JUN-2024 3:04:35PM | H1155 : Raushan Kumar
Factory maint | Labor Work |  | FAX26 | Building Maintenance Service |  | 5 | Bundel | 3000 | 0 | Part | 18 | 0 | NO | NO |  | YES |  | 07-AUG-2024 3:45:08PM | [26 empty] | E1117 : Arun Kumar | 16-SEP-2024 11:29:59AM | E1117 : Arun Kumar
Factory maint | Electrical Item |  | FAX27 | AC Service Maintaince |  | 13 | Bundel | 600 | 0 | Part | 18 |  | NO | NO |  | NO |  | 05-SEP-2024 3:50:04PM | [26 empty] | E1117 : Arun Kumar
Factory maint | Labor Work |  | FAX28 | Pest /Termite control Service |  | 1 | NOS | 11007 | 0 | Part | 18 |  | NO | NO |  | YES |  | 27-SEP-2024 10:12:41AM | [26 empty] | E1117 : Arun Kumar
Factory maint | Raw Metrial |  | FAX29 | Suction Pipe 3 Inch | 40094200 | 0 | MTR | 400 | 0 | Part | 18 |  | NO | NO |  | NO |  | 29-NOV-2024 5:30:21PM | [26 empty] | E1117 : Arun Kumar | 02-DEC-2024 9:42:39AM | H1155 : Raushan Kumar
Factory maint | Electrical Item |  | FAX3 | Round Sheet ( Fan Sheet) |  | 1 | PCS | 38 | 0 | Part | 18 |  | NO | NO |  | NO |  | 19-SEP-2023 12:10:06PM | [26 empty] | E1117 : Arun Kumar
Factory maint | Electrical Item |  | FAX4 | LED Holder |  | 21 | PCS | 31.5 | 0 | Part | 18 |  | NO | NO |  | NO |  | 19-SEP-2023 12:10:54PM | [26 empty] | E1117 : Arun Kumar
Factory maint | Electrical Item |  | FAX5 | Plyboard sheet 16"*15 |  | 0 | PCS | 0 | 0 | Part | 18 |  | NO | NO |  | NO |  | 19-SEP-2023 12:12:02PM | [26 empty] | E1117 : Arun Kumar
Factory maint | Electrical Item |  | FAX6 | Plyboard sheet 8"*6" |  | 0 | PCS | 0 | 0 | Part | 18 |  | NO | NO |  | NO |  | 19-SEP-2023 12:12:31PM | [26 empty] | E1117 : Arun Kumar
Factory maint | Electrical Item |  | FAX7 | Plyboard sheet 12"*6" |  | 0 | PCS | 0 | 0 | Part | 18 |  | NO | NO |  | NO |  | 19-SEP-2023 12:13:01PM | [26 empty] | E1117 : Arun Kumar
Factory maint | Electrical Item |  | FAX8 | Plyboard sheet 11"*6" |  | 6 | PCS | 12 | 0 | Part | 18 |  | NO | NO |  | NO |  | 19-SEP-2023 12:14:19PM | [26 empty] | E1117 : Arun Kumar
Factory maint | Electrical Item |  | FAX9 | Brass Screw with Varsel 2.5" |  | 74 | SET | 3.75 | 0 | Part | 18 |  | NO | NO |  | NO |  | 19-SEP-2023 12:16:09PM | [26 empty] | E1117 : Arun Kumar
Factory Consumables - Bulk | Cleaning Cloth |  | FC1 | Cleaning Cloth,Dhoti,Cotton,,Vessels and Fitting Cleaning | 5502 | 160 | NOS | 10 | 0 | RAW | 18 | 0 | YES | YES |  | NO |  | 23-APR-2025 2:55:50AM | [26 empty] | E1002 : Pradeep Sati | 22-AUG-2026 2:42:11PM | H1155 : Raushan Kumar
Factory Consumables - Bulk | Welding Consumables |  | FC10 | Welding Consumables,Shield Glass,,,,Black | 7007 | 1 | NOS | 20 | 0 | RAW | 18 | 0 | YES | YES |  | NO |  | 23-APR-2025 2:55:50AM | [26 empty] | E1002 : Pradeep Sati | 17-JUN-2026 9:35:33AM | H1155 : Raushan Kumar
Factory Consumables - Bulk | Welding Consumables |  | FC11 | Welding Consumables,Shield Glass,,,,Transparent | 7007 | 34 | NOS | 3 | 0 | RAW | 18 | 0 | YES | YES |  | NO |  | 23-APR-2025 2:55:50AM | [26 empty] | E1002 : Pradeep Sati | 17-JUN-2026 9:35:33AM | H1155 : Raushan Kumar
Factory Consumables - Bulk | Welding Consumables |  | FC12 | Welding Consumables,Googles,,,,Transparent | 9004 | 8 | NOS | 48 | 0 | RAW | 18 | 0 | YES | YES |  | NO |  | 23-APR-2025 2:55:50AM | [26 empty] | E1002 : Pradeep Sati | 08-SEP-2026 5:04:49PM | H1155 : Raushan Kumar
Factory Consumables - Bulk | Welding Consumables |  | FC13 | Welding Consumables,Googles,,,,Black | 9004 | 24 | NOS | 20 | 0 | RAW | 18 | 0 | YES | YES |  | NO |  | 23-APR-2025 2:55:50AM | [26 empty] | E1002 : Pradeep Sati | 07-JUL-2026 9:50:46AM | H1155 : Raushan Kumar
Factory Consumables - Bulk | Welding Consumables |  | FC14 | Welding Consumables,Apron,,Leather,, | 4203 | 2 | NOS | 160 | 0 | RAW | 18 | 0 | YES | YES |  | NO |  | 23-APR-2025 2:55:50AM | [26 empty] | E1002 : Pradeep Sati | 16-MAY-2026 11:08:54AM | H1155 : Raushan Kumar
Factory Consumables - Bulk | Welding Consumables |  | FC15 | Welding Consumables,Holder Set,,,, | 8515 | 1 | NOS | 380 | 0 | RAW | 18 | 0 | YES | YES |  | NO |  | 23-APR-2025 2:55:50AM | [26 empty] | E1002 : Pradeep Sati | 27-MAR-2026 10:03:37AM | H1155 : Raushan Kumar
Factory Consumables - Bulk | Welding Consumables |  | FC16 | Welding Consumables,Welding Rod,4.00 X 450 mm,,Mangalam, | 8311 | 9 | NOS | 380 | 0 | RAW | 18 | 0 | YES | YES |  | NO |  | 23-APR-2025 2:55:50AM | [26 empty] | E1002 : Pradeep Sati | 04-AUG-2026 2:21:32PM | H1155 : Raushan Kumar
Factory Consumables - Bulk | Welding Consumables |  | FC17 | Welding Consumables,Welding Rod,3.15 X 350 mm,SS,, | 8311 | 0 | NOS | 800 | 0 | RAW | 18 | 0 | YES | YES |  | NO |  | 23-APR-2025 2:55:50AM | [26 empty] | E1002 : Pradeep Sati | 14-OCT-2025 9:19:57AM | H1155 : Raushan Kumar
Factory Consumables - Bulk | Welding Consumables |  | FC18 | Welding Consumables,Welding Rod,3.15 X 350 mm,,Mangalam, | 8311 | 1 | NOS | 300 | 0 | RAW | 18 | 0 | YES | YES |  | NO |  | 23-APR-2025 2:55:50AM | [26 empty] | E1002 : Pradeep Sati | 31-AUG-2026 3:24:20PM | H1155 : Raushan Kumar
Factory Consumables - Bulk | Welding Consumables |  | FC19 | Welding Consumables,Slate,Rectangle,Calcium Carbonate,,White | 2509 | 14 | NOS | 15 | 0 | RAW | 18 | 0 | YES | YES |  | NO |  | 23-APR-2025 2:55:50AM | [26 empty] | E1002 : Pradeep Sati | 08-SEP-2026 4:54:31PM | H1155 : Raushan Kumar
Factory Consumables - Bulk | Emery Paper |  | FC2 | Emery Paper,Coarse,80 No.,,, | 6805 | 0 | NOS | 0 | 0 | RAW | 18 | 0 | YES | YES |  | NO |  | 23-APR-2025 2:55:50AM | [26 empty] | E1002 : Pradeep Sati
Factory Consumables - Bulk | Welding Consumables |  | FC20 | Welding Consumables,Welding Shield,,Polyethylene,,Matt Black | 7007 | 1 | NOS | 300 | 0 | RAW | 18 | 0 | YES | YES |  | NO |  | 23-APR-2025 2:55:50AM | [26 empty] | E1002 : Pradeep Sati | 30-MAY-2026 1:48:11PM | H1155 : Raushan Kumar
Factory Consumables - Bulk | Cutting and Grinding consumables |  | FC21 | Cutting & Grinding consumables,Cutting Wheel,4",,Extra Power,, | 6804 | 0 | NOS | 0 | 0 | RAW | 18 | 0 | YES | YES |  | NO |  | 23-APR-2025 3:00:49AM | [26 empty] | E1002 : Pradeep Sati | 12-JUL-2025 10:17:13AM | H1155 : Raushan Kumar
Factory Consumables - Bulk | Cutting and Grinding consumables |  | FC22 | Cutting & Grinding consumables,Cutting Wheel,14",,Extra Power,, | 6804 | 0 | NOS | 150 | 0 | RAW | 18 | 0 | YES | YES |  | NO |  | 23-APR-2025 3:00:49AM | [26 empty] | E1002 : Pradeep Sati | 07-JUL-2025 1:36:23PM | H1155 : Raushan Kumar
Factory Consumables - Bulk | Cutting and Grinding consumables |  | FC23 | Cutting & Grinding consumables,Grinding Wheel,4",,Extra Power,, | 6804 | 0 | NOS | 0 | 0 | RAW | 18 | 0 | YES | YES |  | NO |  | 23-APR-2025 3:00:49AM | [26 empty] | E1002 : Pradeep Sati | 15-SEP-2025 12:21:04PM | H1155 : Raushan Kumar
Factory Consumables - Bulk | Cutting and Grinding consumables |  | FC24 | Cutting & Grinding consumables,Buffing Wheel,4",,Extra Power,, | 6804 | 0 | NOS | 25 | 0 | RAW | 18 | 0 | YES | YES |  | NO |  | 23-APR-2025 3:00:49AM | [26 empty] | E1002 : Pradeep Sati | 24-OCT-2025 1:48:39PM | H1155 : Raushan Kumar
Factory Consumables - Bulk | Adhesive and Sealants |  | FC25 | Adhesive & Sealants,Thread Sealent,Permabond,Liquid,Oxygen,Light Yellow | 2523 | 0 | NOS | 0 | 0 | RAW | 18 | 0 | YES | YES |  | NO |  | 23-APR-2025 3:00:49AM | [26 empty] | E1002 : Pradeep Sati
Factory Consumables - Bulk | Adhesive and Sealants |  | FC26 | Adhesive & Sealants,Thread Locker,Loctite,Liquid,Nut and Bolt,Green | 2523 | 0 | NOS | 0 | 0 | RAW | 18 | 0 | YES | YES |  | NO |  | 23-APR-2025 3:00:49AM | [26 empty] | E1002 : Pradeep Sati
Factory Consumables - Bulk | Adhesive and Sealants |  | FC27 | Adhesive & Sealants,Thread Sealent,Loctite-542,Liquid,Air/Nitrogen,Red | 2523 | 0 | NOS | 720 | 0 | RAW | 18 | 0 | YES | YES |  | NO |  | 23-APR-2025 3:00:50AM | [26 empty] | E1002 : Pradeep Sati | 26-SEP-2025 3:29:27PM | H1155 : Raushan Kumar
Factory Consumables - Bulk | Adhesive and Sealants |  | FC28 | Adhesive & Sealants,Pipe Sealing Cord,Loctite-55,Polyamide with inert Thread Proprietary Paste,Oxyge | 2523 | 6 | NOS | 720 | 0 | RAW | 18 | 0 | YES | YES |  | NO |  | 23-APR-2025 3:00:50AM | [26 empty] | E1002 : Pradeep Sati | 09-SEP-2026 4:58:37PM | H1155 : Raushan Kumar
Factory Consumables - Bulk | Cutting and Grinding consumables |  | FC29 | Cutting & Grinding consumables,Flap Disc,4",,, | 6804 | 55 | NOS | 24 | 0 | RAW | 18 | 0 | YES | YES |  | NO |  | 30-MAY-2025 6:09:01PM | [26 empty] | E1002 : Pradeep Sati | 04-JUL-2026 12:40:21PM | H1155 : Raushan Kumar
Factory Consumables - Bulk | Emery Paper |  | FC3 | Emery Paper,Medium,150 No.,,, | 6805 | 800 | NOS | 16 | 0 | RAW | 18 | 0 | YES | YES |  | NO |  | 23-APR-2025 2:55:50AM | [26 empty] | E1002 : Pradeep Sati | 22-AUG-2026 2:39:44PM | H1155 : Raushan Kumar
Factory Consumables - Bulk | Adhesive and Sealants |  | FC30 | Adhesive & Sealants,Teflon Tape,M-Seal-PTFE,L 12 Mtr X W 8 mm X T 0.08 mm,Air/Nitrogen/Oxygen,White | 39209949 | 340 | NOS | 15 | 0 | RAW | 18 | 0 | YES | YES |  | NO |  | 11-JUN-2025 12:55:51PM | [26 empty] | E1002 : Pradeep Sati | 09-SEP-2026 4:58:37PM | H1155 : Raushan Kumar
Piping and Fittings | Sealing Ring |  | FC31 | Sealing Ring,O-Type,ID 10 X T 2 mm,NBR,,Black | 401693 | 0 | NOS | 0 | 0 | RAW | 18 | 0 | YES | YES |  | NO |  | 26-JUN-2025 1:27:25PM | [26 empty] | E1002 : Pradeep Sati | 26-JUN-2025 11:31:15PM | E1002 : Pradeep Sati
Piping and Fittings | Sealing Ring |  | FC32 | Sealing Ring,O-Type,ID 16 X T 2.5 mm,NBR,,Black | 401693 | 0 | NOS | 0 | 0 | RAW | 18 | 0 | YES | YES |  | NO |  | 26-JUN-2025 1:27:25PM | [26 empty] | E1002 : Pradeep Sati | 26-JUN-2025 11:32:32PM | E1002 : Pradeep Sati
Piping and Fittings | Sealing Ring |  | FC33 | Sealing Ring,O-Type,ID 20 X T 3 mm,NBR,,Black | 401693 | 0 | NOS | 0 | 0 | RAW | 18 | 0 | YES | YES |  | NO |  | 26-JUN-2025 1:27:25PM | [26 empty] | E1002 : Pradeep Sati | 26-JUN-2025 11:32:32PM | E1002 : Pradeep Sati
Piping and Fittings | Sealing Ring |  | FC34 | Sealing Ring,O-Type,ID 26 X T 3.5 mm,NBR,,Black | 401693 | 0 | NOS | 0 | 0 | RAW | 18 | 0 | YES | YES |  | NO |  | 26-JUN-2025 1:27:25PM | [26 empty] | E1002 : Pradeep Sati | 26-JUN-2025 11:32:32PM | E1002 : Pradeep Sati
Piping and Fittings | Sealing Ring |  | FC35 | Sealing Ring,O-Type,ID 55 X T 5 mm,NBR,,Black | 401693 | 0 | NOS | 0 | 0 | RAW | 18 | 0 | YES | YES |  | NO |  | 26-JUN-2025 1:27:25PM | [26 empty] | E1002 : Pradeep Sati | 26-JUN-2025 11:32:32PM | E1002 : Pradeep Sati
Factory Consumables - Bulk | Grease |  | FC36 | Grease,Auto Gold (Premium Super),HMGC-KP 3, | 27101980 | 0 | KG | 175 | 0 | RAW | 18 | 0 | YES | YES |  | NO |  | 14-JUL-2025 12:43:23PM | [26 empty] | E1002 : Pradeep Sati | 19-JUL-2025 1:00:15PM | E1002 : Pradeep Sati
Factory Consumables - Bulk | Cutting and Grinding consumables |  | FC37 | Cutting & Grinding consumables,Cutting Wheel,4",,3M,,Green Crop | 6804 | 59 | NOS | 13 | 0 | RAW | 18 | 0 | YES | YES |  | NO |  | 14-JUL-2025 12:44:48PM | [26 empty] | E1002 : Pradeep Sati | 04-JUL-2026 12:40:21PM | H1155 : Raushan Kumar
Factory Consumables - Bulk | Cutting and Grinding consumables |  | FC38 | Cutting & Grinding consumables,Cutting Wheel,14",,3M,, | 6804 | 10 | NOS | 125 | 0 | RAW | 18 | 0 | YES | YES |  | NO |  | 14-JUL-2025 12:44:49PM | [26 empty] | E1002 : Pradeep Sati | 07-SEP-2026 8:55:32AM | H1155 : Raushan Kumar
Factory Consumables - Bulk | Cutting and Grinding consumables |  | FC39 | Cutting & Grinding consumables,Grinding Wheel,4",,3M,, | 6804 | 0 | NOS | 35 | 0 | RAW | 18 | 0 | YES | YES |  | NO |  | 14-JUL-2025 12:44:49PM | [26 empty] | E1002 : Pradeep Sati | 09-SEP-2025 5:43:06PM | H1155 : Raushan Kumar
Factory Consumables - Bulk | Emery Paper |  | FC4 | Emery Paper,Medium,220 No.,,, | 6805 | 1000 | NOS | 16 | 0 | RAW | 18 | 0 | YES | YES |  | NO |  | 23-APR-2025 2:55:50AM | [26 empty] | E1002 : Pradeep Sati | 26-JUN-2026 9:21:40AM | H1155 : Raushan Kumar
Factory Consumables - Bulk | Cutting and Grinding consumables |  | FC40 | Cutting and Grinding consumables,Carbon,,,Dewalt-DW871-IN,,561109/10, 230 V | 84050000 | 0 | NOS | 0 | 0 | RAW | 18 | 0 | YES | YES |  | NO |  | 15-JUL-2025 4:09:28PM | [26 empty] | E1002 : Pradeep Sati
Factory Consumables - Bulk | Adhesive and Sealants |  | FC41 | Adhesive and Sealants,Water Proofing,Steel Bond-789,Paste,,White | 3214 | 0 | NOS | 0 | 0 | RAW | 18 | 0 | YES | YES |  | NO |  | 19-JUL-2025 12:59:48PM | [26 empty] | E1002 : Pradeep Sati
Factory Consumables - Bulk | Adhesive and Sealants |  | FC42 | Adhesive and Sealants,Glue Stick,,Tube (Dia 11 mm X L 155 mm),,Transparent | 3506 | 16 | NOS | 0 | 0 | RAW | 18 | 0 | YES | YES |  | NO |  | 19-JUL-2025 12:59:48PM | [26 empty] | E1002 : Pradeep Sati | 28-JAN-2026 3:57:16PM | H1155 : Raushan Kumar
Factory Consumables - Bulk | Adhesive and Sealants |  | FC43 | Adhesive and Sealants,Water Proofing,Steel Bond-789,Paste,,Black | 3214 | 0 | NOS | 0 | 0 | RAW | 18 | 0 | YES | YES |  | NO |  | 12-AUG-2025 4:25:30PM | [26 empty] | E1002 : Pradeep Sati
Factory Consumables - Bulk | Rope |  | FC44 | Rope,Plastic,,White | 5503 | 0 | NOS | 0 | 0 | RAW | 18 | 0 | YES | YES |  | NO |  | 03-SEP-2025 12:30:02PM | [26 empty] | E1002 : Pradeep Sati
Factory Consumables - Bulk | Rope |  | FC45 | Rope,Fiber,,Brown | 5503 | 1 | NOS | 1600 | 0 | RAW | 18 | 0 | YES | YES |  | NO |  | 03-SEP-2025 12:30:02PM | [26 empty] | E1002 : Pradeep Sati
Factory Consumables - Bulk | Cutting and Grinding consumables |  | FC46 | Cutting and Grinding consumables,Cutting Wheel,4",,Bosch,, | 6804 | 0 | NOS | 0 | 0 | RAW | 18 | 0 | YES | YES |  | NO |  | 16-SEP-2025 3:53:18PM | [26 empty] | E1002 : Pradeep Sati
Factory Consumables - Bulk | Cutting and Grinding consumables |  | FC47 | Cutting and Grinding consumables,Cutting Wheel,14",,Bosch,, | 6804 | 0 | NOS | 120 | 0 | RAW | 18 | 0 | YES | YES |  | NO |  | 16-SEP-2025 3:53:18PM | [26 empty] | E1002 : Pradeep Sati | 20-APR-2026 1:58:23PM | H1155 : Raushan Kumar
Factory Consumables - Bulk | Cutting and Grinding consumables |  | FC48 | Cutting and Grinding consumables,Grinding Wheel,4",,Bosch,, | 6804 | 104 | NOS | 38 | 0 | RAW | 18 | 0 | YES | YES |  | NO |  | 16-SEP-2025 3:53:18PM | [26 empty] | E1002 : Pradeep Sati | 07-JUL-2026 2:22:41PM | H1155 : Raushan Kumar
Factory Consumables - Bulk | Cutting and Grinding consumables |  | FC49 | Cutting and Grinding consumables,Flap Disc,4",,Bosch,, | 6804 | 0 | NOS | 0 | 0 | RAW | 18 | 0 | YES | YES |  | NO |  | 16-SEP-2025 3:53:18PM | [26 empty] | E1002 : Pradeep Sati
Factory Consumables - Bulk | Emery Paper |  | FC5 | Emery Paper,Fine,320 No.,,, | 6805 | 500 | NOS | 15 | 0 | RAW | 18 | 0 | YES | YES |  | NO |  | 23-APR-2025 2:55:50AM | [26 empty] | E1002 : Pradeep Sati | 17-NOV-2025 5:52:23PM | E1002 : Pradeep Sati
Factory Consumables - Bulk | Welding Consumables |  | FC50 | Welding Consumables,Welding Rod,2.50 X 350 mm,SS,Superon, | 8311 | 1 | NOS | 780 | 0 | RAW | 18 | 0 | YES | YES |  | NO |  | 27-OCT-2025 4:17:17PM | [26 empty] | E1002 : Pradeep Sati | 09-MAR-2026 9:57:58AM | H1155 : Raushan Kumar
Factory Consumables - Bulk | Cutting and Grinding consumables |  | FC51 | Cutting and Grinding consumables,Gas Cutting Nozzle,,,Prime,,B/3/64 | 8425 | 1 | NOS | 280 | 0 | RAW | 18 | 0 | YES | YES |  | NO |  | 03-NOV-2025 12:03:48PM | [26 empty] | E1002 : Pradeep Sati | 29-AUG-2026 11:00:59AM | H1155 : Raushan Kumar
Factory Consumables - Bulk | Cutting and Grinding consumables |  | FC52 | Cutting and Grinding consumables,Buffing Wheel,4",,Wol Cut-U3,,WC-202 | 6805 | 20 | NOS | 50 | 0 | RAW | 18 | 0 | YES | YES |  | NO |  | 02-JAN-2026 12:38:33PM | [26 empty] | E1002 : Pradeep Sati
Factory Consumables - Bulk | Adhesive and Sealants |  | FC53 | Adhesive and Sealants,Glue Stick,,Paste,For-Paper/Photos/Stamp/etc, | 3506 | 4 | NOS | 0 | 0 | RAW | 18 | 0 | YES | YES |  | NO |  | 02-FEB-2026 12:39:38PM | [26 empty] | E1002 : Pradeep Sati | 26-FEB-2026 1:42:18PM | H1155 : Raushan Kumar
Factory Consumables - Bulk | Battery Water |  | FC54 | Battery Water,5 Ltr, | 2853 | 3 | NOS | 0 | 0 | RAW | 18 | 0 | YES | YES |  | NO |  | 13-FEB-2026 1:03:46PM | [26 empty] | E1002 : Pradeep Sati | 13-FEB-2026 1:45:15PM | H1155 : Raushan Kumar
Factory Consumables - Bulk | Gloves |  | FC55 | Gloves,Electrical,Rubber | 4015 | 3 | NOS | 580 | 0 | RAW | 18 | 0 | YES | YES |  | NO |  | 17-APR-2026 11:44:10AM | [26 empty] | E1002 : Pradeep Sati | 20-APR-2026 3:58:07PM | H1155 : Raushan Kumar
Factory Consumables - Bulk | Helmet |  | FC56 | Helmet,Safety ,High-Density Polyethylene,White Rachid | 6506 | 2 | NOS | 165 | 0 | RAW | 18 | 0 | YES | YES |  | NO |  | 17-APR-2026 11:51:09AM | [26 empty] | E1002 : Pradeep Sati | 01-MAY-2026 11:06:48AM | H1155 : Raushan Kumar
Factory Consumables - Bulk | Helmet |  | FC57 | Helmet,Safety ,High-Density Polyethylene,Gray | 6506 | 5 | NOS | 190 | 0 | RAW | 18 | 0 | YES | YES |  | NO |  | 17-APR-2026 11:51:09AM | [26 empty] | E1002 : Pradeep Sati
Factory Consumables - Bulk | Ear Plug |  | FC58 | Ear Plug,Safety ,Thermoplastic Elastomers,Orenge | 3926 | 40 | NOS | 10 | 0 | RAW | 18 | 0 | YES | YES |  | NO |  | 17-APR-2026 11:51:09AM | [26 empty] | E1002 : Pradeep Sati | 09-SEP-2026 11:35:56AM | H1155 : Raushan Kumar
Factory Consumables | Gloves |  | FC59 | Gloves,Mechanical-Cut level 5 Hand,Rubber | 4015 | 0 | NOS | 170 | 0 | RAW | 18 | 0 | YES | YES |  | NO |  | 23-APR-2026 11:06:48AM | [26 empty] | E1002 : Pradeep Sati | 24-APR-2026 4:05:25PM | H1155 : Raushan Kumar
Factory Consumables - Bulk | Gloves |  | FC6 | Gloves,Safety ,Cotton | 6116 | 26 | NOS | 7.5 | 0 | RAW | 18 | 0 | YES | YES |  | NO |  | 23-APR-2025 2:55:50AM | [26 empty] | E1002 : Pradeep Sati | 10-AUG-2026 9:20:44AM | H1155 : Raushan Kumar
Factory Consumables - Bulk | Gloves |  | FC7 | Gloves,Safety ,Leather | 6116 | 0 | NOS | 75 | 0 | RAW | 18 | 0 | YES | YES |  | NO |  | 23-APR-2025 2:55:50AM | [26 empty] | E1002 : Pradeep Sati | 18-MAY-2026 11:02:35AM | H1155 : Raushan Kumar
Factory Consumables - Bulk | Gloves |  | FC8 | Gloves,Chemical,Rubber | 6116 | 6 | NOS | 0 | 0 | RAW | 18 | 0 | YES | YES |  | NO |  | 23-APR-2025 2:55:50AM | [26 empty] | E1002 : Pradeep Sati | 28-MAR-2026 5:08:03PM | H1155 : Raushan Kumar
Factory Consumables - Bulk | Leakage Testing Items |  | FC9 | Leakage Testing Items,Shampoo,,,Pouch | 3305 | 0 | NOS | 0 | 0 | RAW | 18 | 0 | NO | YES |  | NO |  | 23-APR-2025 2:55:50AM | [26 empty] | E1002 : Pradeep Sati
Fabricated Items | Cabinet |  | FI1 | Cabinet,1000 X 500 X 400 mm,MS,1.2 mm,Absstem-CC01,Traffic White | 7326 | 0 | NOS | 0 | 0 | RAW | 18 | 0 | YES | YES |  | NO |  | 18-APR-2025 3:34:50PM | [26 empty] | E1002 : Pradeep Sati | 27-JUN-2025 5:08:35PM | H1155 : Raushan Kumar
Fabricated Items | Pressure Vessel |  | FI10 | Pressure Vessel,Tank-F (As Per DRG),ID 546 mm,1500 mm,MS,6 mm,8 mm,8.27 Barg,12.3 Barg,(0°C - 80°C) | 731100 | 0 | NOS | 0 | 0 | RAW | 18 | 0 | YES | YES |  | NO |  | 18-APR-2025 3:34:50PM | [26 empty] | E1002 : Pradeep Sati
Fabricated Items-Bulk | Tikki |  | FI100 | Tikki,Ring,68 X 50.5 mm,SS-304,Absstem-TI04,2 mm | 7214 | 26 | NOS | 0 | 0 | RAW | 18 | 0 | YES | YES |  | NO |  | 18-APR-2025 3:34:51PM | [26 empty] | E1002 : Pradeep Sati | 01-SEP-2026 2:34:30PM | H1155 : Raushan Kumar
Fabricated Items-Bulk | Tikki |  | FI101 | Tikki,Ring,79 X 62.5 mm,SS-304,Absstem-TI05,2 mm | 7214 | 153 | NOS | 0 | 0 | RAW | 18 | 0 | YES | YES |  | NO |  | 18-APR-2025 3:34:51PM | [26 empty] | E1002 : Pradeep Sati | 10-JUL-2026 10:13:34AM | H1155 : Raushan Kumar
Fabricated Items-Bulk | Tikki |  | FI102 | Tikki,Solid,55 mm,SS-304,Absstem-TI06,2 mm | 7214 | 38 | NOS | 37.5 | 0 | RAW | 18 | 0 | YES | YES |  | NO |  | 18-APR-2025 3:34:51PM | [26 empty] | E1002 : Pradeep Sati | 01-SEP-2026 2:34:30PM | H1155 : Raushan Kumar
Fabricated Items-Bulk | Tikki |  | FI103 | Tikki,Solid,68 mm,SS-304,Absstem-TI07,2 mm | 7214 | 23 | NOS | 0 | 0 | RAW | 18 | 0 | YES | YES |  | NO |  | 18-APR-2025 3:34:51PM | [26 empty] | E1002 : Pradeep Sati | 10-JUL-2026 10:13:34AM | H1155 : Raushan Kumar
Fabricated Items-Bulk | Tikki |  | FI104 | Tikki,Solid,79 mm,SS-304,Absstem-TI08,2 mm | 7214 | 59 | NOS | 0 | 0 | RAW | 18 | 0 | YES | YES |  | NO |  | 18-APR-2025 3:34:51PM | [26 empty] | E1002 : Pradeep Sati | 10-JUL-2026 10:13:34AM | H1155 : Raushan Kumar
Fabricated Items-Bulk | Dish End |  | FI105 | Dish End,4",Elipsoidal,MS,8 mm | 7309 | 16 | NOS | 150 | 0 | RAW | 18 | 0 | YES | YES |  | NO |  | 18-APR-2025 3:34:51PM | [26 empty] | E1002 : Pradeep Sati | 09-APR-2026 2:56:03PM | E1002 : Pradeep Sati
Fabricated Items-Bulk | Dish End |  | FI106 | Dish End,12",Elipsoidal,MS,8 mm | 7309 | 0 | NOS | 0 | 0 | RAW | 18 | 0 | YES | YES |  | NO |  | 18-APR-2025 3:34:51PM | [26 empty] | E1002 : Pradeep Sati | 09-APR-2026 2:56:09PM | E1002 : Pradeep Sati
Fabricated Items-Bulk | Dish End |  | FI107 | Dish End,14",Elipsoidal,MS,8 mm | 7309 | 45 | NOS | 1040 | 0 | RAW | 18 | 0 | YES | YES |  | NO |  | 18-APR-2025 3:34:51PM | [26 empty] | E1002 : Pradeep Sati | 31-AUG-2026 3:25:29PM | H1155 : Raushan Kumar
Fabricated Items-Bulk | Dish End |  | FI108 | Dish End,16",Elipsoidal,MS,8 mm | 7309 | 12 | NOS | 1400 | 0 | RAW | 18 | 0 | YES | YES |  | NO |  | 18-APR-2025 3:34:51PM | [26 empty] | E1002 : Pradeep Sati | 29-AUG-2026 2:45:05PM | H1155 : Raushan Kumar
Fabricated Items | Welded Fittings |  | FI109 | Welded Fittings,Tee,2" X 1.5",SS & Brass,0-10 Barg,80° C | 9988 | 0 | NOS | 0 | 0 | RAW | 18 | 0 | YES | YES |  | NO |  | 18-APR-2025 3:34:51PM | [26 empty] | E1002 : Pradeep Sati | 19-NOV-2025 11:33:58AM | H1155 : Raushan Kumar
Fabricated Items | Pressure Vessel |  | FI11 | Pressure Vessel,Tank-F (As Per DRG),ID 600 mm,1500 mm,MS,6 mm,8 mm,8.27 Barg,12.3 Barg,(0°C - 80°C) | 731100 | 0 | NOS | 0 | 0 | RAW | 18 | 0 | YES | YES |  | NO |  | 18-APR-2025 3:34:51PM | [26 empty] | E1002 : Pradeep Sati
Fabricated Items | Diffuser |  | FI110 | Diffuser,1/2",SS,Absstem-DIF01 | 9988 | 0 | NOS | 600 | 0 | RAW | 18 | 0 | YES | YES |  | NO |  | 18-APR-2025 3:37:24PM | [26 empty] | E1002 : Pradeep Sati | 13-OCT-2025 10:07:26AM | H1155 : Raushan Kumar
Fabricated Items | Diffuser |  | FI111 | Diffuser,3/4",SS,Absstem-DIF02 | 9988 | 0 | NOS | 600 | 0 | RAW | 18 | 0 | YES | YES |  | NO |  | 18-APR-2025 3:37:24PM | [26 empty] | E1002 : Pradeep Sati | 08-OCT-2025 12:36:50PM | H1155 : Raushan Kumar
Fabricated Items | Diffuser |  | FI112 | Diffuser,1",SS,Absstem-DIF03 | 9988 | 0 | NOS | 600 | 0 | RAW | 18 | 0 | YES | YES |  | NO |  | 18-APR-2025 3:37:24PM | [26 empty] | E1002 : Pradeep Sati | 13-OCT-2025 10:07:26AM | H1155 : Raushan Kumar
Fabricated Items | Diffuser |  | FI113 | Diffuser,1.5",SS,Absstem-DIF04 | 9988 | 0 | NOS | 0 | 0 | RAW | 18 | 0 | YES | YES |  | NO |  | 18-APR-2025 3:37:24PM | [26 empty] | E1002 : Pradeep Sati | 29-OCT-2025 12:26:09PM | H1155 : Raushan Kumar
Fabricated Items | Diffuser |  | FI114 | Diffuser,2",SS,Absstem-DIF05 | 9988 | 0 | NOS | 0 | 0 | RAW | 18 | 0 | YES | YES |  | NO |  | 18-APR-2025 3:37:24PM | [26 empty] | E1002 : Pradeep Sati | 29-OCT-2025 12:26:09PM | H1155 : Raushan Kumar
Fabricated Items | Pressure Vessel |  | FI115 | Pressure Vessel,Tank-ST (As Per DRG),ID 850 mm,1500 mm,MS,5 mm,6 mm,8.62 Barg,12.9 Barg,(0°C - 80°C) | 731100 | 0 | NOS | 27500 | 0 | RAW | 18 | 0 | YES | YES |  | NO |  | 01-MAY-2025 4:03:30PM | [26 empty] | E1002 : Pradeep Sati | 03-MAY-2025 11:13:35AM | H1155 : Raushan Kumar
Fabricated Items-Bulk | Sheets |  | FI116 | Sheets,Plane ,MS,2500 X 1250 mm,10 mm,,Matellic | 7208 | 0 | NOS | 0 | 0 | RAW | 18 | 0 | YES | YES |  | NO |  | 12-MAY-2025 2:17:23PM | [26 empty] | E1002 : Pradeep Sati | 09-JUN-2025 12:39:53AM | E1002 : Pradeep Sati
Fabricated Items-Bulk | Sheets |  | FI117 | Sheets,Plane ,MS,2500 X 1250 mm,5 mm,,Matellic | 7208 | 0 | NOS | 6809.6 | 0 | RAW | 18 | 0 | YES | YES |  | NO |  | 12-MAY-2025 2:17:23PM | [26 empty] | E1002 : Pradeep Sati | 09-JUN-2025 12:39:53AM | E1002 : Pradeep Sati
Fabricated Items-Bulk | Sheets |  | FI118 | Sheets,Plane ,MS,2500 X 1250 mm,6 mm,,Matellic | 7208 | 0 | NOS | 8838 | 0 | RAW | 18 | 0 | YES | YES |  | NO |  | 12-MAY-2025 2:17:23PM | [26 empty] | E1002 : Pradeep Sati | 09-JUN-2025 12:39:53AM | E1002 : Pradeep Sati
Fabricated Items-Bulk | Sheets |  | FI119 | Sheets,Plane ,MS,2500 X 1250 mm,2 mm,,Matellic | 7208 | 0 | NOS | 0 | 0 | RAW | 18 | 0 | YES | YES |  | NO |  | 12-MAY-2025 2:17:23PM | [26 empty] | E1002 : Pradeep Sati | 09-JUN-2025 12:39:53AM | E1002 : Pradeep Sati
Fabricated Items | Pressure Vessel |  | FI12 | Pressure Vessel,Tank-F (As Per DRG),ID 730 mm,1500 mm,MS,6 mm,8 mm,8.27 Barg,12.3 Barg,(0°C - 80°C) | 731100 | 0 | NOS | 70000 | 0 | RAW | 18 | 0 | YES | YES |  | NO |  | 18-APR-2025 3:34:51PM | [26 empty] | E1002 : Pradeep Sati | 28-MAY-2026 2:17:58PM | H1155 : Raushan Kumar
Fabricated Items-Bulk | Sheets |  | FI120 | Sheets,Perforated,MS,2500 X 1250 mm,5 mm,Hole- 4.5-5 mm, Pitch-13-14 mm,Matellic | 7208 | 3 | NOS | 9900 | 0 | RAW | 18 | 0 | YES | YES |  | NO |  | 12-MAY-2025 2:17:23PM | [26 empty] | E1002 : Pradeep Sati | 09-JUL-2026 10:26:35AM | H1155 : Raushan Kumar
Fabricated Items-Bulk | Sheets |  | FI121 | Sheets,Perforated,SS-306,4000 X 1250 mm,Sheet-1 mm,Hole- 3.8 mm,Pitch-6 mm,Matellic | 7208 | 0 | MTR | 11500 | 0 | RAW | 18 | 0 | YES | YES |  | NO |  | 12-MAY-2025 2:17:23PM | [26 empty] | E1002 : Pradeep Sati | 10-JUL-2026 3:23:59PM | H1155 : Raushan Kumar
Fabricated Items-Bulk | Clamp |  | FI122 | Clamp,LPM Meter,,Aluminium,Absstem-CL14,2 mm | 7601 | 0 | NOS | 70 | 0 | RAW | 18 | 0 | YES | YES |  | NO |  | 12-MAY-2025 2:17:23PM | [26 empty] | E1002 : Pradeep Sati | 01-SEP-2026 3:52:07PM | H1155 : Raushan Kumar
Fabricated Items | Pressure Vessel |  | FI123 | Pressure Vessel,Tank-F (As Per DRG),ID 600 mm,1400 mm,MS,6 mm,8 mm,8.27 Barg,12.3 Barg,(0°C - 80°C) | 731100 | 0 | NOS | 36000 | 0 | RAW | 18 | 0 | YES | YES |  | NO |  | 12-MAY-2025 2:17:23PM | [26 empty] | E1002 : Pradeep Sati | 04-JUL-2026 10:28:05AM | H1155 : Raushan Kumar
Fabricated Items | Pressure Vessel |  | FI124 | Pressure Vessel,Tank-F (As Per DRG),ID 730 mm,1190 mm,MS,6 mm,8 mm,8.27 Barg,12.3 Barg,(0°C - 80°C) | 731100 | 0 | NOS | 48000 | 0 | RAW | 18 | 0 | YES | YES |  | NO |  | 15-MAY-2025 7:44:15PM | [26 empty] | E1002 : Pradeep Sati | 18-AUG-2026 3:41:15PM | H1155 : Raushan Kumar
Fabricated Items-Bulk | Sheets |  | FI125 | Sheets,Wire Mesh,MS,W-1 Mtr,2 mm,,Matellic | 7208 | 0 | MTR | 0 | 0 | RAW | 18 | 0 | YES | YES |  | NO |  | 28-MAY-2025 6:15:46PM | [26 empty] | E1002 : Pradeep Sati | 09-JUN-2025 12:39:53AM | E1002 : Pradeep Sati
Fabricated Items-Bulk | Sheets |  | FI126 | Sheets,Fine Mesh,SS,W-1 Mtr,,,Matellic | 7208 | 27.32 | MTR | 1771.91 | 0 | RAW | 18 | 0 | YES | YES |  | NO |  | 28-MAY-2025 6:15:46PM | [26 empty] | E1002 : Pradeep Sati | 01-SEP-2026 2:34:30PM | H1155 : Raushan Kumar
Fabricated Items-Bulk | Ribs |  | FI127 | Ribs,RB-01 (As Per Drawing),MS,,8 mm, | 7308 | 0 | NOS | 71.14 | 0 | RAW | 18 | 0 | YES | YES |  | NO |  | 28-MAY-2025 6:15:46PM | [26 empty] | E1002 : Pradeep Sati | 16-JUN-2025 2:36:53PM | H1155 : Raushan Kumar
Fabricated Items-Bulk | Ribs |  | FI128 | Ribs,RB-02 (As Per Drawing),MS,,8 mm, | 7308 | 0 | NOS | 71.14 | 0 | RAW | 18 | 0 | YES | YES |  | NO |  | 28-MAY-2025 6:15:46PM | [26 empty] | E1002 : Pradeep Sati | 16-JUN-2025 2:36:53PM | H1155 : Raushan Kumar
Fabricated Items-Bulk | Ribs |  | FI129 | Ribs,RB-03 (As Per Drawing),MS,,8 mm, | 7308 | 0 | NOS | 71.14 | 0 | RAW | 18 | 0 | YES | YES |  | NO |  | 28-MAY-2025 6:15:46PM | [26 empty] | E1002 : Pradeep Sati | 16-JUN-2025 2:36:53PM | H1155 : Raushan Kumar
Fabricated Items | Pressure Vessel |  | FI13 | Pressure Vessel,Tank-F (As Per DRG),ID 800 mm,1500 mm,MS,6 mm,8 mm,8.27 Barg,12.3 Barg,(0°C - 80°C) | 731100 | 0 | NOS | 0 | 0 | RAW | 18 | 0 | YES | YES |  | NO |  | 18-APR-2025 3:34:51PM | [26 empty] | E1002 : Pradeep Sati
Fabricated Items-Bulk | Ribs |  | FI130 | Ribs,RB-04 (As Per Drawing),MS,,5 mm, | 7308 | 0 | NOS | 71.14 | 0 | RAW | 18 | 0 | YES | YES |  | NO |  | 28-MAY-2025 6:15:46PM | [26 empty] | E1002 : Pradeep Sati | 16-JUN-2025 2:30:50PM | H1155 : Raushan Kumar
Fabricated Items-Bulk | Ribs |  | FI131 | Ribs,CP-01 (As Per Drawing),MS,,8 mm, | 7308 | 0 | NOS | 71.14 | 0 | RAW | 18 | 0 | YES | YES |  | NO |  | 28-MAY-2025 6:15:46PM | [26 empty] | E1002 : Pradeep Sati | 16-JUN-2025 2:36:53PM | H1155 : Raushan Kumar
Fabricated Items-Bulk | Ribs |  | FI132 | Ribs,CP-02 (As Per Drawing),MS,,8 mm, | 7308 | 0 | NOS | 71.14 | 0 | RAW | 18 | 0 | YES | YES |  | NO |  | 28-MAY-2025 6:15:46PM | [26 empty] | E1002 : Pradeep Sati | 16-JUN-2025 2:36:53PM | H1155 : Raushan Kumar
Fabricated Items-Bulk | Ribs |  | FI133 | Ribs,LR-01 (As Per Drawing),MS,,8 mm, | 7308 | 0 | NOS | 71.14 | 0 | RAW | 18 | 0 | YES | YES |  | NO |  | 28-MAY-2025 6:15:46PM | [26 empty] | E1002 : Pradeep Sati | 16-JUN-2025 2:36:53PM | H1155 : Raushan Kumar
Fabricated Items-Bulk | Clamp |  | FI134 | Clamp,Gauge,2.5",GI,Wika,2 mm | 7601 | 0 | NOS | 175 | 0 | RAW | 18 | 0 | YES | YES |  | NO |  | 30-MAY-2025 6:05:31PM | [26 empty] | E1002 : Pradeep Sati | 31-AUG-2026 12:59:25PM | H1155 : Raushan Kumar
Fabricated Items-Bulk | Dish End |  | FI135 | Dish End,8",Elipsoidal,MS,8 mm | 7309 | 21 | NOS | 440 | 0 | RAW | 18 | 0 | YES | YES |  | NO |  | 30-MAY-2025 6:05:31PM | [26 empty] | E1002 : Pradeep Sati | 02-JUN-2026 10:42:55AM | H1155 : Raushan Kumar
Fabricated Items-Bulk | Sheets |  | FI136 | Sheets,Plane,MS,600 X 330 mm,4 mm,As Per Drawing, | 7208 | 0 | NOS | 71.14 | 0 | RAW | 18 | 0 | YES | YES |  | NO |  | 30-MAY-2025 6:05:31PM | [26 empty] | E1002 : Pradeep Sati | 16-JUN-2025 2:36:53PM | H1155 : Raushan Kumar
Fabricated Items-Bulk | Sheets |  | FI137 | Sheets,Plane,MS,60 X 50 mm,4 mm,As Per Drawing, | 7208 | 0 | NOS | 71.14 | 0 | RAW | 18 | 0 | YES | YES |  | NO |  | 30-MAY-2025 6:05:31PM | [26 empty] | E1002 : Pradeep Sati | 16-JUN-2025 2:36:53PM | H1155 : Raushan Kumar
Fabricated Items-Bulk | Sheets |  | FI138 | Sheets,Plane,MS,60 X 30 mm,4 mm,As Per Drawing, | 7208 | 0 | NOS | 71.14 | 0 | RAW | 18 | 0 | YES | YES |  | NO |  | 30-MAY-2025 6:05:31PM | [26 empty] | E1002 : Pradeep Sati | 16-JUN-2025 2:36:53PM | H1155 : Raushan Kumar
Fabricated Items | Pressure Vessel |  | FI139 | Pressure Vessel,Tank-F (As Per DRG),ID 394 mm,1600 mm,MS,8 mm,10 mm,11 Barg,16.5 Barg,(0°C - 80°C), | 8481 | 0 | NOS | 44000 | 0 | RAW | 18 | 0 | YES | YES |  | NO |  | 19-JUN-2025 11:03:21AM | [26 empty] | E1002 : Pradeep Sati | 22-JUL-2025 4:23:53PM | H1155 : Raushan Kumar
Fabricated Items | Pressure Vessel |  | FI14 | Pressure Vessel,Tank-F (As Per DRG),ID 950 mm,1500 mm,MS,6 mm,8 mm,8.27 Barg,12.3 Barg,(0°C - 80°C) | 731100 | 0 | NOS | 0 | 0 | RAW | 18 | 0 | YES | YES |  | NO |  | 18-APR-2025 3:34:51PM | [26 empty] | E1002 : Pradeep Sati
Fabricated Items | Pressure Vessel |  | FI140 | Pressure Vessel,Tank-ST (As Per AIS),ID 850 mm,1500 mm,MS,6 mm,6 mm,11.5 Bar g,16.5 Barg,(0°C - 80°C | 731100 | 0 | NOS | 67000 | 0 | RAW | 18 | 0 | YES | YES |  | NO |  | 26-JUN-2025 1:27:25PM | [26 empty] | E1002 : Pradeep Sati | 27-JUN-2025 11:32:30AM | H1155 : Raushan Kumar
Fabricated Items | Pressure Vessel |  | FI141 | Pressure Vessel,Tank-ST (As Per AIS),ID 600 mm,1500 mm,MS,5 mm,5 mm,8.27 Barg,12.3 Barg,(0°C - 80°C | 731100 | 0 | NOS | 36600 | 0 | RAW | 18 | 0 | YES | YES |  | NO |  | 26-JUN-2025 1:27:25PM | [26 empty] | E1002 : Pradeep Sati | 27-JUN-2025 11:33:49AM | H1155 : Raushan Kumar
Fabricated Items | Cabinet |  | FI142 | Cabinet,1100 X 600 X 400 mm,MS,1.5 mm,Absstem-CC06,Traffic White | 7326 | 0 | NOS | 12350 | 0 | RAW | 18 | 0 | YES | YES |  | NO |  | 07-JUL-2025 2:37:40PM | [26 empty] | E1002 : Pradeep Sati | 06-AUG-2026 5:19:50PM | H1155 : Raushan Kumar
Fabricated Items | Cabinet |  | FI143 | Cabinet,1300 X 700 X 410 mm,MS,1.5 mm,Absstem-CC07,Traffic White | 7326 | 0 | NOS | 0 | 0 | RAW | 18 | 0 | YES | YES |  | NO |  | 07-JUL-2025 2:37:40PM | [26 empty] | E1002 : Pradeep Sati
Fabricated Items | Pressure Vessel |  | FI144 | Pressure Vessel,Tank-F (As Per AIS),ID 730 mm,1500 mm,MS,10 mm,10 mm,11 Barg,16.5 Barg,(0°C - 80°C), | 731100 | 0 | NOS | 90000 | 0 | RAW | 18 | 0 | YES | YES |  | NO |  | 07-JUL-2025 4:44:35PM | [26 empty] | E1002 : Pradeep Sati
Fabricated Items | Pressure Vessel |  | FI145 | Pressure Vessel,Tank-ST As Per AIS,ID 546 mm,900 mm,MS,6 mm,8 mm,88 Barg,132 Barg,0C - 80C, | 731100 | 2 | NOS | 33000 | 0 | RAW | 18 | 0 | YES | YES |  | NO |  | 07-JUL-2025 4:44:35PM | [26 empty] | E1002 : Pradeep Sati | 17-AUG-2026 1:55:16PM | E1002 : Pradeep Sati
Fabricated Items | Pressure Vessel |  | FI146 | Pressure Vessel,Tank-ST (As Per AIS),ID 810 mm,1500 mm,MS,5 mm,6 mm,8.8 Barg,13.2 Barg,(0°C - 80°C), | 731100 | 0 | NOS | 42000 | 0 | RAW | 18 | 0 | YES | YES |  | NO |  | 16-JUL-2025 12:16:54AM | [26 empty] | E1002 : Pradeep Sati | 07-AUG-2026 4:07:21PM | H1155 : Raushan Kumar
Fabricated Items | Pressure Vessel |  | FI147 | Pressure Vessel,Tank-ST (As Per AIS),ID 596 mm,1500 mm,MS,8 mm,10 mm,22 Barg,33 Barg,(0°C - 80°C), | 731100 | 0 | NOS | 56000 | 0 | RAW | 18 | 0 | YES | YES |  | NO |  | 16-JUL-2025 12:16:54AM | [26 empty] | E1002 : Pradeep Sati
Fabricated Items | Pressure Vessel |  | FI148 | Pressure Vessel,Tank-ST (As Per AIS),ID 600 mm,1500 mm,MS,5 mm,6 mm,8.8 Barg,13.2 Barg,(0°C - 80°C), | 731100 | 0 | NOS | 36600 | 0 | RAW | 18 | 0 | YES | YES |  | NO |  | 16-JUL-2025 12:16:54AM | [26 empty] | E1002 : Pradeep Sati | 20-FEB-2026 12:56:49PM | H1155 : Raushan Kumar
Fabricated Items | Pressure Vessel |  | FI149 | Pressure Vessel,Tank-ST (As Per AIS),ID 1964 mm,5000 mm,MS,18 mm,20 mm,18.3 Barg,28.05 Barg,(0°C - 8 | 731100 | 0 | NOS | 640000 | 0 | RAW | 18 | 0 | YES | YES |  | NO |  | 03-SEP-2025 12:30:02PM | [26 empty] | E1002 : Pradeep Sati | 21-FEB-2026 9:49:36AM | H1155 : Raushan Kumar
Fabricated Items | Pressure Vessel |  | FI15 | Pressure Vessel,Tank-F (As Per DRG),ID 875 mm,1500 mm,MS,6 mm,8 mm,8.27 Barg,12.3 Barg,(0°C - 80°C) | 731100 | 0 | NOS | 0 | 0 | RAW | 18 | 0 | YES | YES |  | NO |  | 18-APR-2025 3:34:51PM | [26 empty] | E1002 : Pradeep Sati
Fabricated Items | Pressure Vessel |  | FI150 | Pressure Vessel,Tank-ST (As Per AIS),ID 760 mm,1550 mm,MS,25 mm,25 mm,High Pressure,,(0°C - 80°C), | 731100 | 0 | NOS | 205000 | 0 | RAW | 18 | 0 | YES | YES |  | NO |  | 10-SEP-2025 3:13:59PM | [26 empty] | E1002 : Pradeep Sati
Fabricated Items | Pressure Vessel |  | FI151 | Pressure Vessel,Tank-ST (As Per AIS),ID 600 mm,1500 mm,MS,6 mm,6 mm,11 barg,16.5 barg,(0°C - 80°C), | 731100 | 0 | NOS | 44000 | 0 | RAW | 18 | 0 | YES | YES |  | NO |  | 16-SEP-2025 3:53:17PM | [26 empty] | E1002 : Pradeep Sati | 21-SEP-2025 5:42:39PM | E1002 : Pradeep Sati
Fabricated Items | Pressure Vessel |  | FI152 | Pressure Vessel,Tank-ST (As Per AIS),ID 810 mm,1500 mm,MS,6 mm,6 mm,11 barg,16.5 barg,(0°C - 80°C), | 731100 | 0 | NOS | 48000 | 0 | RAW | 18 | 0 | YES | YES |  | NO |  | 21-SEP-2025 5:42:49PM | [26 empty] | E1002 : Pradeep Sati | 04-JUL-2026 12:31:31PM | H1155 : Raushan Kumar
Fabricated Items | Pressure Vessel |  | FI153 | Pressure Vessel,Tank-ST (As Per AIS),ID 1200 mm,1500 mm,MS,6 mm,8 mm,8.8 Barg,13.2 Barg,(0°C - 80°C) | 731100 | 0 | NOS | 115000 | 0 | RAW | 18 | 0 | YES | YES |  | NO |  | 21-SEP-2025 5:42:49PM | [26 empty] | E1002 : Pradeep Sati | 23-JAN-2026 3:13:25PM | H1155 : Raushan Kumar
Fabricated Items | Pressure Vessel |  | FI154 | Pressure Vessel,Tank-ST (As Per AIS),ID 1400 mm,1500 mm,MS,6 mm,8 mm,8.8 Barg,13.2 Barg,(0°C - 80°C) | 731100 | 0 | NOS | 150000 | 0 | RAW | 18 | 0 | YES | YES |  | NO |  | 29-SEP-2025 11:36:07AM | [26 empty] | E1002 : Pradeep Sati
Fabricated Items | Heat Exchanger |  | FI155 | Heat Exchanger,Water-Cooled System,160 CFM,MS,,Kabir International | 8419 | 0 | NOS | 28000 | 0 | RAW | 18 | 0 | YES | YES |  | NO |  | 03-OCT-2025 7:35:37PM | [26 empty] | E1002 : Pradeep Sati
Fabricated Items | Pressure Vessel |  | FI156 | Pressure Vessel,Tank-ST (As Per AIS),ID 900 mm,2515 mm,MS,25 mm,28 mm,71.5 Barg,107.25 Barg,(0°C - 8 | 731100 | 0 | NOS | 470000 | 0 | RAW | 18 | 0 | YES | YES |  | NO |  | 06-OCT-2025 1:08:04PM | [26 empty] | E1002 : Pradeep Sati
Fabricated Items | Pressure Vessel |  | FI157 | Pressure Vessel,Tank-ST (As Per AIS),ID 1400,1980 mm,MS,6 mm,8 mm,8.8 Barg,13.2 Barg,(0°C - 80°C), | 731100 | 0 | NOS | 200000 | 0 | RAW | 18 | 0 | YES | YES |  | NO |  | 14-OCT-2025 4:39:29PM | [26 empty] | E1002 : Pradeep Sati
Fabricated Items | Pressure Vessel |  | FI158 | Pressure Vessel,Tank-F (As Per AIS),ID 1200,1000 mm,MS,10 mm,10 mm,8.8 Barg,13.2 Barg,(0°C - 80°C), | 731100 | 0 | NOS | 150000 | 0 | RAW | 18 | 0 | YES | YES |  | NO |  | 29-NOV-2025 4:20:35PM | [26 empty] | E1002 : Pradeep Sati | 01-DEC-2025 4:32:32PM | H1155 : Raushan Kumar
Fabricated Items | Pressure Vessel |  | FI159 | Pressure Vessel,Tank-ST (As Per AIS),ID 1484,2280 mm,MS,8 mm,10 mm,8.8 Barg,13.2 Barg,(0°C - 80°C), | 731100 | 3 | NOS | 270000 | 0 | RAW | 18 | 0 | YES | YES |  | NO |  | 16-DEC-2025 4:33:08PM | [26 empty] | E1002 : Pradeep Sati
Fabricated Items | Pressure Vessel |  | FI16 | Pressure Vessel,Tank-F (As Per DRG),ID 394 mm,1600 mm,MS,6 mm,8 mm,8.27 Barg,12.3 Barg,(0°C - 80°C) | 731100 | 0 | NOS | 0 | 0 | RAW | 18 | 0 | YES | YES |  | NO |  | 18-APR-2025 3:34:51PM | [26 empty] | E1002 : Pradeep Sati
Fabricated Items | Pressure Vessel |  | FI160 | Pressure Vessel,Tank-ST (As Per AIS),ID 988,2280 mm,MS,6 mm,8 mm,8.8 Barg,13.2 Barg,(0°C - 80°C), | 731100 | 0 | NOS | 115000 | 0 | RAW | 18 | 0 | YES | YES |  | NO |  | 24-DEC-2025 1:46:48PM | [26 empty] | E1002 : Pradeep Sati | 26-DEC-2025 4:39:26PM | H1155 : Raushan Kumar
Fabricated Items | Pressure Vessel |  | FI161 | Pressure Vessel,Tank-ST (As Per AIS),ID 400 mm,1000 mm,MS,5 mm,5 mm,13.2 Barg,19.8 Barg,(0°C - 80°C | 731100 | 0 | NOS | 18000 | 0 | RAW | 18 | 0 | YES | YES |  | NO |  | 08-JAN-2026 4:47:30PM | [26 empty] | E1002 : Pradeep Sati | 12-JAN-2026 11:50:48AM | H1155 : Raushan Kumar
Fabricated Items | Pressure Vessel |  | FI162 | Pressure Vessel,Tank-ST (As Per AIS),ID 1444 mm,5000 mm,MS,28 mm,32 mm,44 Barg,66 Barg,(0°C - 80°C), | 731100 | 0 | NOS | 250000 | 0 | RAW | 18 | 0 | YES | YES |  | NO |  | 20-JAN-2026 4:25:58PM | [26 empty] | E1002 : Pradeep Sati | 28-MAY-2026 2:16:48PM | H1155 : Raushan Kumar
Fabricated Items | Pressure Vessel |  | FI163 | Pressure Vessel,Tank-ST (As Per AIS),ID 500 mm,1260 mm,MS,5 mm,5 mm,8.8 Barg,13.2 Barg,(0°C - 80°C), | 731100 | 0 | NOS | 20200 | 0 | RAW | 18 | 0 | YES | YES |  | NO |  | 05-FEB-2026 1:34:12PM | [26 empty] | E1002 : Pradeep Sati | 10-JUN-2026 4:53:40PM | H1155 : Raushan Kumar
Fabricated Items | Pressure Vessel |  | FI164 | Pressure Vessel,Tank-ST (As Per AIS),ID 344 mm,1100 mm,MS,8 mm,8 mm,22 Barg,33 Barg,(0°C - 80°C), | 731100 | 0 | NOS | 35000 | 0 | RAW | 18 | 0 | YES | YES |  | NO |  | 07-APR-2026 1:23:11PM | [26 empty] | E1002 : Pradeep Sati | 08-APR-2026 4:49:38PM | H1155 : Raushan Kumar
Fabricated Items | Cabinet |  | FI165 | Cabinet,1650 X 800 X 460 mm,MS,2 mm,Absstem-CC08,Traffic White | 7326 | 0 | NOS | 26500 | 0 | RAW | 18 | 0 | YES | YES |  | NO |  | 12-MAY-2026 2:35:19PM | [26 empty] | E1002 : Pradeep Sati | 07-AUG-2026 11:18:16AM | H1155 : Raushan Kumar
Fabricated Items | Pressure Vessel |  | FI166 | Pressure Vessel,Tank-ST (As Per AIS),ID 2460 mm,7560 mm,MS,20 mm,20 mm,17.6 Barg,24 Barg,(0°C - 80°C | 731100 | 0 | NOS | 1636000 | 0 | RAW | 18 | 0 | YES | YES |  | NO |  | 18-MAY-2026 12:59:41PM | [26 empty] | E1002 : Pradeep Sati | 20-MAY-2026 10:27:18AM | H1155 : Raushan Kumar
Fabricated Items | Pressure Vessel |  | FI167 | Pressure Vessel,Tank-ST (As Per DRG),ID 1800 mm,1500 mm,MS,8 mm,10 mm,8.27 Barg,12.3 Barg,(0°C - 80 | 731100 | 0 | NOS | 210000 | 0 | RAW | 18 | 0 | YES | YES |  | NO |  | 05-JUN-2026 12:33:37PM | [26 empty] | E1002 : Pradeep Sati | 10-JUN-2026 4:52:05PM | H1155 : Raushan Kumar
Fabricated Items | Pressure Vessel |  | FI168 | Pressure Vessel,Tank-ST (As Per DRG),ID 1500 mm,2000 mm,MS,8 mm,10 mm,8.8 Barg,13.2 Barg,(0°C - 80° | 731100 | 0 | NOS | 185000 | 0 | RAW | 18 | 0 | YES | YES |  | NO |  | 24-JUN-2026 10:33:51AM | [26 empty] | E1002 : Pradeep Sati
Fabricated Items | Cabinet |  | FI169 | Cabinet,1870 X 1450 X 300 mm,MS,2 mm,Absstem-CC09,Traffic White | 7326 | 0 | NOS | 48950 | 0 | RAW | 18 | 0 | YES | YES |  | NO |  | 01-JUL-2026 3:25:03PM | [26 empty] | E1002 : Pradeep Sati | 10-JUL-2026 9:50:13AM | H1155 : Raushan Kumar
Fabricated Items | Pressure Vessel |  | FI17 | Pressure Vessel,Tank-F (As Per DRG),ID 344 mm,1600 mm,MS,6 mm,8 mm,8.27 Barg,12.3 Barg,(0°C - 80°C) | 731100 | 0 | NOS | 0 | 0 | RAW | 18 | 0 | YES | YES |  | NO |  | 18-APR-2025 3:34:51PM | [26 empty] | E1002 : Pradeep Sati
Fabricated Items | Pressure Vessel |  | FI170 | Pressure Vessel,Tank-ST (As Per AIS),ID 1720 mm,3000 mm,MS,8 mm,10 mm,8.8 Barg,13.2 Barg,(0°C - 80°C | 731100 | 0 | NOS | 195000 | 0 | RAW | 18 | 0 | YES | YES |  | NO |  | 27-JUL-2026 4:42:53PM | [26 empty] | E1002 : Pradeep Sati | 29-JUL-2026 10:42:57AM | H1155 : Raushan Kumar
Fabricated Items | Pressure Vessel |  | FI171 | Pressure Vessel,Tank-F (As Per AIS),ID 1200,1050 mm,MS,10 mm,10 mm,8.8 Barg,13.2 Barg,(0°C - 80°C), | 731100 | 0 | NOS | 120000 | 0 | RAW | 18 | 0 | YES | YES |  | NO |  | 04-AUG-2026 9:15:46AM | [26 empty] | E1002 : Pradeep Sati | 05-AUG-2026 9:35:28AM | H1155 : Raushan Kumar
Fabricated Items | Pressure Vessel |  | FI172 | Pressure Vessel,Tank-F (As Per DRG),ID 1200 mm,3000 mm,MS,6 mm,8 mm,8.27 Barg,12.3 Barg,(0°C - 80°C) | 731100 | 0 | NOS | 185000 | 0 | RAW | 18 | 0 | YES | YES |  | NO |  | 17-AUG-2026 5:34:36PM | [26 empty] | E1002 : Pradeep Sati | 22-AUG-2026 2:47:23PM | H1155 : Raushan Kumar
Fabricated Items | Pressure Vessel |  | FI173 | Pressure Vessel,Tank-F (As Per DRG),ID 1500 mm,3000 mm,MS,8 mm,10 mm,8.27 Barg,12.3 Barg,(0°C - 80°C | 731100 | 0 | NOS | 240000 | 0 | RAW | 18 | 0 | YES | YES |  | NO |  | 17-AUG-2026 5:34:36PM | [26 empty] | E1002 : Pradeep Sati | 22-AUG-2026 2:47:23PM | H1155 : Raushan Kumar
Fabricated Items | Pressure Vessel |  | FI174 | Pressure Vessel,Tank-ST (As Per DRG),ID 1200 mm,2250 mm,MS,6 mm,8 mm,8.27 Barg,12.3 Barg,(0°C - 80°C | 731100 | 0 | NOS | 127500 | 0 | RAW | 18 | 0 | YES | YES |  | NO |  | 31-AUG-2026 2:08:11PM | [26 empty] | E1002 : Pradeep Sati | 02-SEP-2026 1:16:52PM | H1155 : Raushan Kumar
Fabricated Items | Pressure Vessel |  | FI175 | Pressure Vessel,Tank-ST (As Per DRG),ID 1000 mm,2250 mm,MS,6 mm,8 mm,8.27 Barg,12.3 Barg,(0°C - 80°C | 731100 | 0 | NOS | 86250 | 0 | RAW | 18 | 0 | YES | YES |  | NO |  | 31-AUG-2026 2:08:11PM | [26 empty] | E1002 : Pradeep Sati | 02-SEP-2026 1:16:52PM | H1155 : Raushan Kumar
Fabricated Items | Pressure Vessel |  | FI18 | Pressure Vessel,Tank-F (As Per DRG),ID 630 mm,1500 mm,MS,6 mm,8 mm,8.27 Barg,12.3 Barg,(0°C - 80°C) | 731100 | 0 | NOS | 0 | 0 | RAW | 18 | 0 | YES | YES |  | NO |  | 18-APR-2025 3:34:51PM | [26 empty] | E1002 : Pradeep Sati
Fabricated Items | Pressure Vessel |  | FI19 | Pressure Vessel,Tank-F (As Per DRG),ID 207 mm,1100 mm,MS,6 mm,8 mm,8.27 Barg,12.3 Barg,(0°C - 80°C) | 731100 | 0 | NOS | 0 | 0 | RAW | 18 | 0 | YES | YES |  | NO |  | 18-APR-2025 3:34:51PM | [26 empty] | E1002 : Pradeep Sati
Fabricated Items | Cabinet |  | FI2 | Cabinet,1200 X 600 X 410 mm,MS,1.2 mm,Absstem-CC02,Traffic White | 7326 | 0 | NOS | 14150 | 0 | RAW | 18 | 0 | YES | YES |  | NO |  | 18-APR-2025 3:34:50PM | [26 empty] | E1002 : Pradeep Sati | 23-JUL-2026 5:23:36PM | E1107 : Abhishek Mishra
Fabricated Items | Pressure Vessel |  | FI20 | Pressure Vessel,Tank-ST (As Per DRG),ID 950 mm,1500 mm,MS,6 mm,8 mm,8.27 Barg,12.3 Barg,(0°C - 80°C | 731100 | 0 | NOS | 0 | 0 | RAW | 18 | 0 | YES | YES |  | NO |  | 18-APR-2025 3:34:51PM | [26 empty] | E1002 : Pradeep Sati
Fabricated Items | Pressure Vessel |  | FI21 | Pressure Vessel,Tank-ST (As Per DRG),ID 900 mm,1500 mm,MS,6 mm,8 mm,8.27 Barg,12.3 Barg,(0°C - 80°C | 731100 | 0 | NOS | 0 | 0 | RAW | 18 | 0 | YES | YES |  | NO |  | 18-APR-2025 3:34:51PM | [26 empty] | E1002 : Pradeep Sati
Fabricated Items | Pressure Vessel |  | FI22 | Pressure Vessel,Tank-ST (As Per DRG),ID 1100 mm,1500 mm,MS,8 mm,8 mm,8.27 Barg,12.3 Barg,(0°C - 80° | 731100 | 0 | NOS | 0 | 0 | RAW | 18 | 0 | YES | YES |  | NO |  | 18-APR-2025 3:34:51PM | [26 empty] | E1002 : Pradeep Sati
Fabricated Items | Pressure Vessel |  | FI23 | Pressure Vessel,Tank-ST (As Per DRG),ID 1300 mm,1500 mm,MS,8 mm,8 mm,8.27 Barg,12.3 Barg,(0°C - 80° | 731100 | 0 | NOS | 120000 | 0 | RAW | 18 | 0 | YES | YES |  | NO |  | 18-APR-2025 3:34:51PM | [26 empty] | E1002 : Pradeep Sati | 10-JUN-2026 4:52:05PM | H1155 : Raushan Kumar
Fabricated Items | Pressure Vessel |  | FI24 | Pressure Vessel,Tank-ST (As Per DRG),ID 546 mm,1500 mm,MS,6 mm,8 mm,8.27 Barg,12.3 Barg,(0°C - 80°C | 731100 | 0 | NOS | 0 | 0 | RAW | 18 | 0 | YES | YES |  | NO |  | 18-APR-2025 3:34:51PM | [26 empty] | E1002 : Pradeep Sati
Fabricated Items | Pressure Vessel |  | FI25 | Pressure Vessel,Tank-ST (As Per DRG),ID 600 mm,1500 mm,MS,6 mm,8 mm,8.27 Barg,12.3 Barg,(0°C - 80°C | 731100 | 0 | NOS | 0 | 0 | RAW | 18 | 0 | YES | YES |  | NO |  | 18-APR-2025 3:34:51PM | [26 empty] | E1002 : Pradeep Sati
Fabricated Items | Pressure Vessel |  | FI26 | Pressure Vessel,Tank-ST (As Per DRG),ID 1800 mm,1500 mm,MS,8 mm,8 mm,8.27 Barg,12.3 Barg,(0°C - 80° | 731100 | 0 | NOS | 0 | 0 | RAW | 18 | 0 | YES | YES |  | NO |  | 18-APR-2025 3:34:51PM | [26 empty] | E1002 : Pradeep Sati
Fabricated Items | Pressure Vessel |  | FI27 | Pressure Vessel,Tank-ST (As Per DRG),ID 850 mm,1500 mm,MS,6 mm,8 mm,8.27 Barg,12.3 Barg,(0°C - 80°C | 731100 | 0 | NOS | 80000 | 0 | RAW | 18 | 0 | YES | YES |  | NO |  | 18-APR-2025 3:34:51PM | [26 empty] | E1002 : Pradeep Sati | 27-APR-2026 4:48:10PM | H1155 : Raushan Kumar
Fabricated Items | Pressure Vessel |  | FI28 | Pressure Vessel,Tank-ST (As Per DRG),ID 1600 mm,1500 mm,MS,8 mm,8 mm,8.27 Barg,12.3 Barg,(0°C - 80° | 731100 | 0 | NOS | 0 | 0 | RAW | 18 | 0 | YES | YES |  | NO |  | 18-APR-2025 3:34:51PM | [26 empty] | E1002 : Pradeep Sati
Fabricated Items | Pressure Vessel |  | FI29 | Pressure Vessel,Tank-ST (As Per DRG),ID 1400 mm,1500 mm,MS,8 mm,8 mm,8.27 Barg,12.3 Barg,(0°C - 80° | 731100 | 0 | NOS | 85000 | 0 | RAW | 18 | 0 | YES | YES |  | NO |  | 18-APR-2025 3:34:51PM | [26 empty] | E1002 : Pradeep Sati | 11-OCT-2025 12:22:06PM | H1155 : Raushan Kumar
Fabricated Items | Cabinet |  | FI3 | Cabinet,1500 X 1100 X 300 mm,MS,1.6 mm,Absstem-CC03,Traffic White | 7326 | 0 | NOS | 0 | 0 | RAW | 18 | 0 | YES | YES |  | NO |  | 18-APR-2025 3:34:50PM | [26 empty] | E1002 : Pradeep Sati
Fabricated Items | Pressure Vessel |  | FI30 | Pressure Vessel,Tank-ST (As Per DRG),ID 1500 mm,1500 mm,MS,8 mm,8 mm,8.27 Barg,12.3 Barg,(0°C - 80° | 731100 | 0 | NOS | 0 | 0 | RAW | 18 | 0 | YES | YES |  | NO |  | 18-APR-2025 3:34:51PM | [26 empty] | E1002 : Pradeep Sati
Fabricated Items | Pressure Vessel |  | FI31 | Pressure Vessel,Tank-ST (As Per DRG),ID 1000 mm,1500 mm,MS,6 mm,8 mm,8.27 Barg,12.3 Barg,(0°C - 80° | 731100 | 0 | NOS | 100000 | 0 | RAW | 18 | 0 | YES | YES |  | NO |  | 18-APR-2025 3:34:51PM | [26 empty] | E1002 : Pradeep Sati | 27-APR-2026 4:48:10PM | H1155 : Raushan Kumar
Fabricated Items | Pressure Vessel |  | FI32 | Pressure Vessel,Tank-ST (As Per DRG),ID 1200 mm,1500 mm,MS,8 mm,8 mm,8.27 Barg,12.3 Barg,(0°C - 80° | 731100 | 0 | NOS | 136000 | 0 | RAW | 18 | 0 | YES | YES |  | NO |  | 18-APR-2025 3:34:51PM | [26 empty] | E1002 : Pradeep Sati | 12-JAN-2026 11:54:16AM | H1155 : Raushan Kumar
Fabricated Items | Pressure Vessel |  | FI33 | Pressure Vessel,Tank-ST (As Per DRG),ID 1700 mm,1500 mm,MS,8 mm,8 mm,8.27 Barg,12.3 Barg,(0°C - 80° | 731100 | 0 | NOS | 0 | 0 | RAW | 18 | 0 | YES | YES |  | NO |  | 18-APR-2025 3:34:51PM | [26 empty] | E1002 : Pradeep Sati
Fabricated Items | Pressure Vessel |  | FI34 | Pressure Vessel,Tank-ST (As Per DRG),ID 1900 mm,1500 mm,MS,8 mm,8 mm,8.27 Barg,12.3 Barg,(0°C - 80° | 731100 | 0 | NOS | 0 | 0 | RAW | 18 | 0 | YES | YES |  | NO |  | 18-APR-2025 3:34:51PM | [26 empty] | E1002 : Pradeep Sati
Fabricated Items | Pressure Vessel |  | FI35 | Pressure Vessel,Tank-ST (As Per DRG),ID 2500 mm,1500 mm,MS,12 mm,14 mm,8.27 Barg,12.3 Barg,(0°C - 8 | 731100 | 0 | NOS | 0 | 0 | RAW | 18 | 0 | YES | YES |  | NO |  | 18-APR-2025 3:34:51PM | [26 empty] | E1002 : Pradeep Sati
Fabricated Items | Sandwich |  | FI36 | Sandwich,Dia 95 mm,MS & SS,Absstem,4.5 - 5 mm,5 mm,13-14 mm | 7301 | 0 | NOS | 0 | 0 | RAW | 18 | 0 | YES | YES |  | NO |  | 18-APR-2025 3:34:51PM | [26 empty] | E1002 : Pradeep Sati
Fabricated Items | Sandwich |  | FI37 | Sandwich,Dia 202 mm,MS & SS,Absstem,4.5 - 5 mm,5 mm,13-14 mm | 7301 | 0 | NOS | 0 | 0 | RAW | 18 | 0 | YES | YES |  | NO |  | 18-APR-2025 3:34:51PM | [26 empty] | E1002 : Pradeep Sati
Fabricated Items | Sandwich |  | FI38 | Sandwich,Dia 305 mm,MS & SS,Absstem,4.5 - 5 mm,5 mm,13-14 mm | 7301 | 0 | NOS | 0 | 0 | RAW | 18 | 0 | YES | YES |  | NO |  | 18-APR-2025 3:34:51PM | [26 empty] | E1002 : Pradeep Sati
Fabricated Items | Sandwich |  | FI39 | Sandwich,Dia 339 mm,MS & SS,Absstem,4.5 - 5 mm,5 mm,13-14 mm | 7301 | 0 | NOS | 0 | 0 | RAW | 18 | 0 | YES | YES |  | NO |  | 18-APR-2025 3:34:51PM | [26 empty] | E1002 : Pradeep Sati | 09-JUL-2025 4:29:55PM | H1155 : Raushan Kumar
Fabricated Items | Cabinet |  | FI4 | Cabinet,1680 X 700 X 280 mm,MS,1.6 mm,Absstem-CC04,Traffic White | 7326 | 0 | NOS | 0 | 0 | RAW | 18 | 0 | YES | YES |  | NO |  | 18-APR-2025 3:34:50PM | [26 empty] | E1002 : Pradeep Sati
Fabricated Items | Sandwich |  | FI40 | Sandwich,Dia 389 mm,MS & SS,Absstem,4.5 - 5 mm,5 mm,13-14 mm | 7301 | 0 | NOS | 0 | 0 | RAW | 18 | 0 | YES | YES |  | NO |  | 18-APR-2025 3:34:51PM | [26 empty] | E1002 : Pradeep Sati | 09-JUL-2025 4:15:47PM | H1155 : Raushan Kumar
Fabricated Items | Sandwich |  | FI41 | Sandwich,Dia 395 mm,MS & SS,Absstem,4.5 - 5 mm,5 mm,13-14 mm | 7301 | 0 | NOS | 0 | 0 | RAW | 18 | 0 | YES | YES |  | NO |  | 18-APR-2025 3:34:51PM | [26 empty] | E1002 : Pradeep Sati | 05-JUN-2025 5:03:15PM | E1002 : Pradeep Sati
Fabricated Items | Sandwich |  | FI42 | Sandwich,Dia 541 mm,MS & SS,Absstem,4.5 - 5 mm,5 mm,13-14 mm | 7301 | 0 | NOS | 0 | 0 | RAW | 18 | 0 | YES | YES |  | NO |  | 18-APR-2025 3:34:51PM | [26 empty] | E1002 : Pradeep Sati
Fabricated Items | Sandwich |  | FI43 | Sandwich,Dia 595 mm,MS & SS,Absstem,4.5 - 5 mm,5 mm,13-14 mm | 7301 | 0 | NOS | 0 | 0 | RAW | 18 | 0 | YES | YES |  | NO |  | 18-APR-2025 3:34:51PM | [26 empty] | E1002 : Pradeep Sati | 05-JUN-2025 5:03:11PM | E1002 : Pradeep Sati
Fabricated Items | Sandwich |  | FI44 | Sandwich,Dia 625 mm,MS & SS,Absstem,4.5 - 5 mm,5 mm,13-14 mm | 7301 | 0 | NOS | 0 | 0 | RAW | 18 | 0 | YES | YES |  | NO |  | 18-APR-2025 3:34:51PM | [26 empty] | E1002 : Pradeep Sati
Fabricated Items | Sandwich |  | FI45 | Sandwich,Dia 725 mm,MS & SS,Absstem,4.5 - 5 mm,5 mm,13-14 mm | 7301 | 0 | NOS | 0 | 0 | RAW | 18 | 0 | YES | YES |  | NO |  | 18-APR-2025 3:34:51PM | [26 empty] | E1002 : Pradeep Sati | 12-JUN-2025 10:52:11AM | H1155 : Raushan Kumar
Fabricated Items | Sandwich |  | FI46 | Sandwich,Dia 795 mm,MS & SS,Absstem,4.5 - 5 mm,5 mm,13-14 mm | 7301 | 0 | NOS | 0 | 0 | RAW | 18 | 0 | YES | YES |  | NO |  | 18-APR-2025 3:34:51PM | [26 empty] | E1002 : Pradeep Sati
Fabricated Items | Sandwich |  | FI47 | Sandwich,Dia 870 mm,MS & SS,Absstem,4.5 - 5 mm,5 mm,13-14 mm | 7301 | 0 | NOS | 0 | 0 | RAW | 18 | 0 | YES | YES |  | NO |  | 18-APR-2025 3:34:51PM | [26 empty] | E1002 : Pradeep Sati
Fabricated Items | Sandwich |  | FI48 | Sandwich,Dia 945 mm,MS & SS,Absstem,4.5 - 5 mm,5 mm,13-14 mm | 7301 | 0 | NOS | 0 | 0 | RAW | 18 | 0 | YES | YES |  | NO |  | 18-APR-2025 3:34:51PM | [26 empty] | E1002 : Pradeep Sati
Fabricated Items-Bulk | Hollow Plug |  | FI49 | Hollow Plug,2" X 1/2",MS,Absstem-HP01 | 820819 | 37 | NOS | 500 | 0 | RAW | 18 | 0 | YES | YES |  | NO |  | 18-APR-2025 3:34:51PM | [26 empty] | E1002 : Pradeep Sati | 06-AUG-2026 5:19:50PM | H1155 : Raushan Kumar
Fabricated Items | Cabinet |  | FI5 | Cabinet,1700 X 1300 X 300 mm,MS,2 mm,Absstem-CC05,Traffic White | 7326 | 0 | NOS | 24760.25 | 0 | RAW | 18 | 0 | YES | YES |  | NO |  | 18-APR-2025 3:34:50PM | [26 empty] | E1002 : Pradeep Sati | 04-DEC-2025 9:53:00AM | H1155 : Raushan Kumar
Fabricated Items-Bulk | Hollow Plug |  | FI50 | Hollow Plug,2" X 3/4",MS,Absstem-HP02 | 820819 | 47 | NOS | 500 | 0 | RAW | 18 | 0 | YES | YES |  | NO |  | 18-APR-2025 3:34:51PM | [26 empty] | E1002 : Pradeep Sati | 09-APR-2026 2:55:18PM | E1002 : Pradeep Sati
Fabricated Items-Bulk | Hollow Plug |  | FI51 | Hollow Plug,2" X 1",MS,Absstem-HP03 | 820819 | 21 | NOS | 550 | 0 | RAW | 18 | 0 | YES | YES |  | NO |  | 18-APR-2025 3:34:51PM | [26 empty] | E1002 : Pradeep Sati | 09-SEP-2026 5:08:28PM | H1155 : Raushan Kumar
Fabricated Items-Bulk | Hollow Plug |  | FI52 | Hollow Plug,2.5" X 1.5",MS,Absstem-HP04 | 820819 | 28 | NOS | 0 | 0 | RAW | 18 | 0 | YES | YES |  | NO |  | 18-APR-2025 3:34:51PM | [26 empty] | E1002 : Pradeep Sati | 08-SEP-2026 9:33:57AM | H1155 : Raushan Kumar
Fabricated Items-Bulk | Hollow Plug |  | FI53 | Hollow Plug,3" X 2",MS,Absstem-HP05 | 820819 | 37 | NOS | 680 | 0 | RAW | 18 | 0 | YES | YES |  | NO |  | 18-APR-2025 3:34:51PM | [26 empty] | E1002 : Pradeep Sati | 05-AUG-2026 11:26:44AM | H1155 : Raushan Kumar
Fabricated Items | Mounting Plate |  | FI54 | Mounting Plate,Filter,600 mm,MS,Absstem-MP01,5 mm | 7326 | 0 | NOS | 0 | 0 | RAW | 18 | 0 | YES | YES |  | NO |  | 18-APR-2025 3:34:51PM | [26 empty] | E1002 : Pradeep Sati
Fabricated Items | Mounting Plate |  | FI55 | Mounting Plate,Filter,800 mm,MS,Absstem-MP02,5 mm | 7326 | 0 | NOS | 0 | 0 | RAW | 18 | 0 | YES | YES |  | NO |  | 18-APR-2025 3:34:51PM | [26 empty] | E1002 : Pradeep Sati | 05-JUN-2025 5:03:17PM | E1002 : Pradeep Sati
Fabricated Items | Mounting Plate |  | FI56 | Mounting Plate,Filter,900 mm,MS,Absstem-MP03,5 mm | 7326 | 0 | NOS | 0 | 0 | RAW | 18 | 0 | YES | YES |  | NO |  | 18-APR-2025 3:34:51PM | [26 empty] | E1002 : Pradeep Sati | 11-JUN-2025 1:44:56PM | H1155 : Raushan Kumar
Fabricated Items | Mounting Plate |  | FI57 | Mounting Plate,Filter,975 mm,MS,Absstem-MP04,5 mm | 7326 | 10 | NOS | 0 | 0 | RAW | 18 | 0 | YES | YES |  | NO |  | 18-APR-2025 3:34:51PM | [26 empty] | E1002 : Pradeep Sati | 23-MAR-2026 2:12:57PM | H1155 : Raushan Kumar
Fabricated Items | Mounting Plate |  | FI58 | Mounting Plate,Filter,1020 mm,MS,Absstem-MP05,5 mm | 7326 | 0 | NOS | 0 | 0 | RAW | 18 | 0 | YES | YES |  | NO |  | 18-APR-2025 3:34:51PM | [26 empty] | E1002 : Pradeep Sati | 05-JUN-2025 5:03:18PM | E1002 : Pradeep Sati
Fabricated Items | Mounting Plate |  | FI59 | Mounting Plate,Filter,1100 mm,MS,Absstem-MP06,5 mm | 7326 | 0 | NOS | 0 | 0 | RAW | 18 | 0 | YES | YES |  | NO |  | 18-APR-2025 3:34:51PM | [26 empty] | E1002 : Pradeep Sati | 05-JUN-2025 5:03:17PM | E1002 : Pradeep Sati
Fabricated Items | Pressure Vessel |  | FI6 | Pressure Vessel,Tank-F (As Per DRG),ID 546 mm,1000 mm,MS,6 mm,8 mm,8.27 Barg,12.3 Barg,(0°C - 80°C) | 731100 | 0 | NOS | 0 | 0 | RAW | 18 | 0 | YES | YES |  | NO |  | 18-APR-2025 3:34:50PM | [26 empty] | E1002 : Pradeep Sati
Fabricated Items | Mounting Plate |  | FI60 | Mounting Plate,Filter,1215 mm,MS,Absstem-MP07,5 mm | 7326 | 0 | NOS | 0 | 0 | RAW | 18 | 0 | YES | YES |  | NO |  | 18-APR-2025 3:34:51PM | [26 empty] | E1002 : Pradeep Sati
Fabricated Items | Mounting Plate |  | FI61 | Mounting Plate,Valve,1100 X 620 mm,MS,Absstem-MP08,5 mm | 7326 | 0 | NOS | 0 | 0 | RAW | 18 | 0 | YES | YES |  | NO |  | 18-APR-2025 3:34:51PM | [26 empty] | E1002 : Pradeep Sati | 05-JUN-2025 5:03:17PM | E1002 : Pradeep Sati
Fabricated Items | Mounting Plate |  | FI62 | Mounting Plate,Valve,1000 X 900 mm,MS,Absstem-MP09,5 mm | 7326 | 0 | NOS | 0 | 0 | RAW | 18 | 0 | YES | YES |  | NO |  | 18-APR-2025 3:34:51PM | [26 empty] | E1002 : Pradeep Sati
Fabricated Items | Base Frame |  | FI63 | Base Frame,1000 X 840 X 120 mm,MS,Absstem-BF01,5 mm | 7326 | 0 | NOS | 0 | 0 | RAW | 18 | 0 | YES | YES |  | NO |  | 18-APR-2025 3:34:51PM | [26 empty] | E1002 : Pradeep Sati
Fabricated Items | Base Frame |  | FI64 | Base Frame,1350 X 1020 X 120 mm,MS,Absstem-BF02,5 mm | 7326 | 0 | NOS | 0 | 0 | RAW | 18 | 0 | YES | YES |  | NO |  | 18-APR-2025 3:34:51PM | [26 empty] | E1002 : Pradeep Sati
Fabricated Items | Base Frame |  | FI65 | Base Frame,1550 X 1100 X 120 mm,MS,Absstem-BF03,5 mm | 7326 | 0 | NOS | 0 | 0 | RAW | 18 | 0 | YES | YES |  | NO |  | 18-APR-2025 3:34:51PM | [26 empty] | E1002 : Pradeep Sati
Fabricated Items | Base Frame |  | FI66 | Base Frame,1720 X 1190 X 120 mm,MS,Absstem-BF04,5 mm | 7326 | 0 | NOS | 0 | 0 | RAW | 18 | 0 | YES | YES |  | NO |  | 18-APR-2025 3:34:51PM | [26 empty] | E1002 : Pradeep Sati
Fabricated Items | Base Frame |  | FI67 | Base Frame,1820 X 1240 X 120 mm,MS,Absstem-BF05,5 mm | 7326 | 0 | NOS | 0 | 0 | RAW | 18 | 0 | YES | YES |  | NO |  | 18-APR-2025 3:34:51PM | [26 empty] | E1002 : Pradeep Sati
Fabricated Items | Base Frame |  | FI68 | Base Frame,1900 X 1290 X 120 mm,MS,Absstem-BF06,5 mm | 7326 | 0 | NOS | 0 | 0 | RAW | 18 | 0 | YES | YES |  | NO |  | 18-APR-2025 3:34:51PM | [26 empty] | E1002 : Pradeep Sati
Fabricated Items | Base Frame |  | FI69 | Base Frame,2300 X 1590 X 120 mm,MS,Absstem-BF07,5 mm | 7326 | 0 | NOS | 0 | 0 | RAW | 18 | 0 | YES | YES |  | NO |  | 18-APR-2025 3:34:51PM | [26 empty] | E1002 : Pradeep Sati
Fabricated Items | Pressure Vessel |  | FI7 | Pressure Vessel,Tank-F (As Per DRG),ID 310 mm,1300 mm,MS,6 mm,8 mm,8.27 Barg,12.3 Barg,(0°C - 80°C) | 731100 | 0 | NOS | 0 | 0 | RAW | 18 | 0 | YES | YES |  | NO |  | 18-APR-2025 3:34:50PM | [26 empty] | E1002 : Pradeep Sati
Fabricated Items | Base Frame |  | FI70 | Base Frame,2633 X 1253 X 120 mm,MS,Absstem-BF08,5 mm | 7326 | 0 | NOS | 0 | 0 | RAW | 18 | 0 | YES | YES |  | NO |  | 18-APR-2025 3:34:51PM | [26 empty] | E1002 : Pradeep Sati
Fabricated Items | Base Frame |  | FI71 | Base Frame,930 X 910 X 150 mm,MS,Absstem-BF09,5 mm | 7326 | 0 | NOS | 0 | 0 | RAW | 18 | 0 | YES | YES |  | NO |  | 18-APR-2025 3:34:51PM | [26 empty] | E1002 : Pradeep Sati
Fabricated Items | Base Frame |  | FI72 | Base Frame,1000 X 980 X 150 mm,MS,Absstem-BF10,5 mm | 7326 | 0 | NOS | 0 | 0 | RAW | 18 | 0 | YES | YES |  | NO |  | 18-APR-2025 3:34:51PM | [26 empty] | E1002 : Pradeep Sati
Fabricated Items | Support |  | FI73 | Support,Pre-Filter Compressor,180 X 35 mm,GI,Absstem-S01,1-1.2 mm | 7216 | 0 | NOS | 0 | 0 | RAW | 18 | 0 | YES | YES |  | NO |  | 18-APR-2025 3:34:51PM | [26 empty] | E1002 : Pradeep Sati
Fabricated Items | Support |  | FI74 | Support,Pre-Filter Compressor,225 X 45 mm,GI,Absstem-S02,1-1.2 mm | 7216 | 0 | NOS | 0 | 0 | RAW | 18 | 0 | YES | YES |  | NO |  | 18-APR-2025 3:34:51PM | [26 empty] | E1002 : Pradeep Sati
Fabricated Items | Support |  | FI75 | Support,Pre-Filter Compressor,360 X 150 mm,GI,Absstem-S03,1-1.2 mm | 7216 | 0 | NOS | 0 | 0 | RAW | 18 | 0 | YES | YES |  | NO |  | 18-APR-2025 3:34:51PM | [26 empty] | E1002 : Pradeep Sati
Fabricated Items | Support |  | FI76 | Support,Pre-Filter Compressor,175 X 385 mm,GI,Absstem-S04,1-1.2 mm | 7216 | 0 | NOS | 0 | 0 | RAW | 18 | 0 | YES | YES |  | NO |  | 18-APR-2025 3:34:51PM | [26 empty] | E1002 : Pradeep Sati
Fabricated Items-Bulk | Support |  | FI77 | Support,Junction Box,395 X 100 mm,MS,Absstem-S05,2 mm | 7216 | 0 | NOS | 0 | 0 | RAW | 18 | 0 | YES | YES |  | NO |  | 18-APR-2025 3:34:51PM | [26 empty] | E1002 : Pradeep Sati | 09-JUN-2025 12:39:53AM | E1002 : Pradeep Sati
Fabricated Items | Support |  | FI78 | Support,Power Panel,660 X 400 mm,MS,Absstem-S06,5 mm | 7216 | 0 | NOS | 0 | 0 | RAW | 18 | 0 | YES | YES |  | NO |  | 18-APR-2025 3:34:51PM | [26 empty] | E1002 : Pradeep Sati
Fabricated Items | Support |  | FI79 | Support,Power Panel,660 X 555 mm,MS,Absstem-S07,5 mm | 7216 | 0 | NOS | 0 | 0 | RAW | 18 | 0 | YES | YES |  | NO |  | 18-APR-2025 3:34:51PM | [26 empty] | E1002 : Pradeep Sati | 11-APR-2026 11:59:43AM | H1155 : Raushan Kumar
Fabricated Items | Pressure Vessel |  | FI8 | Pressure Vessel,Tank-F (As Per DRG),ID 344 mm,1820 mm,MS,6 mm,8 mm,8.27 Barg,12.3 Barg,(0°C - 80°C) | 731100 | 0 | NOS | 0 | 0 | RAW | 18 | 0 | YES | YES |  | NO |  | 18-APR-2025 3:34:50PM | [26 empty] | E1002 : Pradeep Sati
Fabricated Items | Support |  | FI80 | Support,Power Panel,750 X 660 mm,MS,Absstem-S08,5 mm | 7216 | 0 | NOS | 0 | 0 | RAW | 18 | 0 | YES | YES |  | NO |  | 18-APR-2025 3:34:51PM | [26 empty] | E1002 : Pradeep Sati | 10-SEP-2025 3:42:19PM | H1155 : Raushan Kumar
Fabricated Items | Support |  | FI81 | Support,UPS Battery,,MS,Absstem-S09,5 mm | 7216 | 6 | NOS | 0 | 0 | RAW | 18 | 0 | YES | YES |  | NO |  | 18-APR-2025 3:34:51PM | [26 empty] | E1002 : Pradeep Sati | 17-NOV-2025 5:52:24PM | E1002 : Pradeep Sati
Fabricated Items-Bulk | Support |  | FI82 | Support,Pipe,115 X 70 X 50 mm,MS,Absstem-S10,2 mm | 7216 | 0 | NOS | 0 | 0 | RAW | 18 | 0 | YES | YES |  | NO |  | 18-APR-2025 3:34:51PM | [26 empty] | E1002 : Pradeep Sati | 09-JUN-2025 12:39:53AM | E1002 : Pradeep Sati
Fabricated Items-Bulk | Support |  | FI83 | Support,Cabinet - L Type,135 X 95 X 75 mm,MS,Absstem-S11,4 mm | 7216 | 224 | NOS | 0 | 0 | RAW | 18 | 0 | YES | YES |  | NO |  | 18-APR-2025 3:34:51PM | [26 empty] | E1002 : Pradeep Sati | 17-NOV-2025 5:52:24PM | E1002 : Pradeep Sati
Fabricated Items-Bulk | Clamp |  | FI84 | Clamp,Angle Valve,1/2",MS,Absstem-CL01,T- 3 mm | 7301 | 2 | NOS | 38 | 0 | RAW | 18 | 0 | YES | YES |  | NO |  | 18-APR-2025 3:34:51PM | [26 empty] | E1002 : Pradeep Sati | 09-SEP-2026 4:58:36PM | H1155 : Raushan Kumar
Fabricated Items-Bulk | Clamp |  | FI85 | Clamp,Angle Valve,3/4",MS,Absstem-CL02,T- 3 mm | 7301 | 69 | NOS | 11.9 | 0 | RAW | 18 | 0 | YES | YES |  | NO |  | 18-APR-2025 3:34:51PM | [26 empty] | E1002 : Pradeep Sati | 18-JUL-2026 1:01:55PM | H1155 : Raushan Kumar
Fabricated Items-Bulk | Clamp |  | FI86 | Clamp,Angle Valve,1",MS,Absstem-CL03,T- 4 mm | 7301 | 12 | NOS | 36 | 0 | RAW | 18 | 0 | YES | YES |  | NO |  | 18-APR-2025 3:34:51PM | [26 empty] | E1002 : Pradeep Sati | 09-SEP-2026 4:58:36PM | H1155 : Raushan Kumar
Fabricated Items-Bulk | Clamp |  | FI87 | Clamp,Angle Valve,1.5",MS,Absstem-CL04,T- 4 mm | 7301 | 1202 | NOS | 0 | 0 | RAW | 18 | 0 | YES | YES |  | NO |  | 18-APR-2025 3:34:51PM | [26 empty] | E1002 : Pradeep Sati | 05-AUG-2026 11:26:44AM | H1155 : Raushan Kumar
Fabricated Items-Bulk | Clamp |  | FI88 | Clamp,Angle Valve,2",MS,Absstem-CL05,T- 4 mm | 7301 | 36 | NOS | 0 | 0 | RAW | 18 | 0 | YES | YES |  | NO |  | 18-APR-2025 3:34:51PM | [26 empty] | E1002 : Pradeep Sati | 17-NOV-2025 5:52:24PM | E1002 : Pradeep Sati
Fabricated Items-Bulk | Clamp |  | FI89 | Clamp,Pressure Regulator,1/4",MS,Absstem-CL06,T- 2 mm | 7301 | 15 | NOS | 32 | 0 | RAW | 18 | 0 | YES | YES |  | NO |  | 18-APR-2025 3:34:51PM | [26 empty] | E1002 : Pradeep Sati | 09-SEP-2026 4:58:36PM | H1155 : Raushan Kumar
Fabricated Items | Pressure Vessel |  | FI9 | Pressure Vessel,Tank-F (As Per DRG),ID 400 mm,1500 mm,MS,6 mm,8 mm,8.27 Barg,12.3 Barg,(0°C - 80°C) | 731100 | 0 | NOS | 0 | 0 | RAW | 18 | 0 | YES | YES |  | NO |  | 18-APR-2025 3:34:50PM | [26 empty] | E1002 : Pradeep Sati
Fabricated Items-Bulk | Clamp |  | FI90 | Clamp,Pressure Regulator,1/2",MS,Absstem-CL07,T- 3 mm | 7301 | 12 | NOS | 28 | 0 | RAW | 18 | 0 | YES | YES |  | NO |  | 18-APR-2025 3:34:51PM | [26 empty] | E1002 : Pradeep Sati | 09-SEP-2026 4:58:37PM | H1155 : Raushan Kumar
Fabricated Items-Bulk | Clamp |  | FI91 | Clamp,Pressure Regulator,3/4",MS,Absstem-CL08,T- 2 mm | 7301 | 0 | NOS | 0 | 0 | RAW | 18 | 0 | YES | YES |  | NO |  | 18-APR-2025 3:34:51PM | [26 empty] | E1002 : Pradeep Sati | 18-SEP-2025 6:15:53PM | E1002 : Pradeep Sati
Fabricated Items-Bulk | Clamp |  | FI92 | Clamp,Pressure Transmitter,1/4",MS,Absstem-CL09,T- 2 mm | 7301 | 83 | NOS | 37 | 0 | RAW | 18 | 0 | YES | YES |  | NO |  | 18-APR-2025 3:34:51PM | [26 empty] | E1002 : Pradeep Sati | 09-SEP-2026 4:58:37PM | H1155 : Raushan Kumar
Fabricated Items-Bulk | Clamp |  | FI93 | Clamp,Line Filter,1/2",MS,Absstem-CL10,T- 3 mm | 7301 | 107 | NOS | 39 | 0 | RAW | 18 | 0 | YES | YES |  | NO |  | 18-APR-2025 3:34:51PM | [26 empty] | E1002 : Pradeep Sati | 07-AUG-2026 10:31:17AM | H1155 : Raushan Kumar
Fabricated Items-Bulk | Clamp |  | FI94 | Clamp,Line Filter,3/4",MS,Absstem-CL11,T- 4 mm | 7301 | 0 | NOS | 0 | 0 | RAW | 18 | 0 | YES | YES |  | NO |  | 18-APR-2025 3:34:51PM | [26 empty] | E1002 : Pradeep Sati | 18-SEP-2025 6:15:53PM | E1002 : Pradeep Sati
Fabricated Items-Bulk | Clamp |  | FI95 | Clamp,Line Filter,1",MS,Absstem-CL12,T- 5 mm | 7301 | 0 | NOS | 0 | 0 | RAW | 18 | 0 | YES | YES |  | NO |  | 18-APR-2025 3:34:51PM | [26 empty] | E1002 : Pradeep Sati | 18-SEP-2025 6:15:53PM | E1002 : Pradeep Sati
Fabricated Items-Bulk | Clamp |  | FI96 | Clamp,Line Filter,1.5",MS,Absstem-CL13,T- 5 mm | 7301 | 91 | NOS | 95 | 0 | RAW | 18 | 0 | YES | YES |  | NO |  | 18-APR-2025 3:34:51PM | [26 empty] | E1002 : Pradeep Sati | 18-JUL-2026 1:01:55PM | H1155 : Raushan Kumar
Fabricated Items-Bulk | Tikki |  | FI97 | Tikki,Ring,55 X 23 mm,SS-304,Absstem-TI01,2 mm | 7214 | 0 | NOS | 60 | 0 | RAW | 18 | 0 | YES | YES |  | NO |  | 18-APR-2025 3:34:51PM | [26 empty] | E1002 : Pradeep Sati | 02-SEP-2026 4:31:23PM | E1107 : Abhishek Mishra
Fabricated Items-Bulk | Tikki |  | FI98 | Tikki,Ring,55 X 27.5 mm,SS-304,Absstem-TI02,2 mm | 7214 | 59 | NOS | 37.5 | 0 | RAW | 18 | 0 | YES | YES |  | NO |  | 18-APR-2025 3:34:51PM | [26 empty] | E1002 : Pradeep Sati | 09-JUL-2026 1:21:49PM | E1002 : Pradeep Sati
Fabricated Items-Bulk | Tikki |  | FI99 | Tikki,Ring,55 X 35 mm,SS-304,Absstem-TI03,2 mm | 7214 | 20 | NOS | 37.5 | 0 | RAW | 18 | 0 | YES | YES |  | NO |  | 18-APR-2025 3:34:51PM | [26 empty] | E1002 : Pradeep Sati | 01-SEP-2026 2:34:30PM | H1155 : Raushan Kumar
Fabricated Items-Bulk | Sheets |  | FIB1 | Sheets,Plane,SS,,Sheet-1 mm,Hole- 1.1 mm,Pitch- 3 to 3.1 mm, | 7208 | 24.48 | MTR | 374.02 | 0 | RAW | 18 | 0 | YES | YES |  | NO |  | 20-AUG-2025 5:10:14PM | [26 empty] | E1002 : Pradeep Sati | 01-SEP-2026 2:34:30PM | H1155 : Raushan Kumar
Fabricated Items-Bulk | Sheets |  | FIB10 | Sheets,,CR,,,As Per Drawing, | 7208 | 0 | KG | 195 | 0 | RAW | 18 | 0 | YES | YES |  | NO |  | 03-SEP-2025 12:30:02PM | [26 empty] | E1002 : Pradeep Sati | 10-JUL-2026 9:44:02AM | H1155 : Raushan Kumar
Fabricated Items-Bulk | Clamp |  | FIB11 | Clamp,Actuator,85 X 70 X 62 mm,MS,Absstem,T- 4 mm | 7301 | 0 | NOS | 0 | 0 | RAW | 18 | 0 | YES | YES |  | NO |  | 17-NOV-2025 4:17:01PM | [26 empty] | E1002 : Pradeep Sati
Fabricated Items-Bulk | Clamp |  | FIB12 | Clamp,Hose Clamp,1",MS + SS,Jolly, | 7318 | 0 | NOS | 0 | 0 | RAW | 18 | 0 | YES | YES |  | NO |  | 17-NOV-2025 4:17:01PM | [26 empty] | E1002 : Pradeep Sati
Fabricated Items-Bulk | Sheets |  | FIB13 | Sheets,Plane,Aluminium,260 × 260 mm,T - 76 mm,Pantagoan-6082-T6, | 7606 | 8 | NOS | 8779.13 | 0 | RAW | 18 | 0 | YES | YES |  | NO |  | 15-JUL-2026 5:15:48PM | [26 empty] | E1002 : Pradeep Sati
Fabricated Items-Bulk | Blower Connector |  | FIB2 | Blower Connector,Counter,SS-304,As Per DRG,, | 7307 | 2 | NOS | 220 | 0 | RAW | 18 | 0 | YES | YES |  | NO |  | 29-AUG-2025 5:40:24PM | [26 empty] | E1002 : Pradeep Sati | 17-NOV-2025 5:52:24PM | E1002 : Pradeep Sati
Fabricated Items-Bulk | Sheets |  | FIB3 | Sheets,Plane,MS,2000 X 675.5 mm,Sheet-1.5 mm,As Per Drawing, | 7208 | 0 | NOS | 0 | 0 | RAW | 18 | 0 | YES | YES |  | NO |  | 01-SEP-2025 4:52:05PM | [26 empty] | E1002 : Pradeep Sati
Fabricated Items-Bulk | Sheets |  | FIB4 | Sheets,Plane,MS,2000 X 651 mm,Sheet-1.5 mm,As Per Drawing, | 7208 | 0 | NOS | 0 | 0 | RAW | 18 | 0 | YES | YES |  | NO |  | 01-SEP-2025 4:52:05PM | [26 empty] | E1002 : Pradeep Sati
Fabricated Items-Bulk | Sheets |  | FIB5 | Sheets,Plane,MS,2225 X 698.5 mm,Sheet-1.5 mm,As Per Drawing, | 7208 | 0 | NOS | 0 | 0 | RAW | 18 | 0 | YES | YES |  | NO |  | 01-SEP-2025 4:52:05PM | [26 empty] | E1002 : Pradeep Sati
Fabricated Items-Bulk | Sheets |  | FIB6 | Sheets,Plane,MS,2000 X 570 mm,Sheet-1.5 mm,As Per Drawing, | 7208 | 0 | NOS | 0 | 0 | RAW | 18 | 0 | YES | YES |  | NO |  | 01-SEP-2025 4:52:05PM | [26 empty] | E1002 : Pradeep Sati
Fabricated Items-Bulk | Sheets |  | FIB7 | Sheets,Plane,MS,2100 X 1400 mm,Sheet-1.5 mm,As Per Drawing, | 7208 | 0 | NOS | 0 | 0 | RAW | 18 | 0 | YES | YES |  | NO |  | 01-SEP-2025 4:52:05PM | [26 empty] | E1002 : Pradeep Sati
Fabricated Items-Bulk | Sheets |  | FIB8 | Sheets,Plane,MS,2200 X 117 mm,Sheet-1.5 mm,As Per Drawing, | 7208 | 0 | NOS | 0 | 0 | RAW | 18 | 0 | YES | YES |  | NO |  | 01-SEP-2025 4:52:05PM | [26 empty] | E1002 : Pradeep Sati
Fabricated Items-Bulk | Sheets |  | FIB9 | Sheets,,SS,,,As Per Drawing, | 7208 | 0 | KG | 310 | 0 | RAW | 18 | 0 | YES | YES |  | NO |  | 03-SEP-2025 12:30:02PM | [26 empty] | E1002 : Pradeep Sati | 11-DEC-2025 3:02:48PM | E1002 : Pradeep Sati
Filter | Air Line Filter |  | FIL1 | Air Line Filter,With Element,1/2",Yuka-YD 017 AO,1 Micron,Aluminum,16 Barg,(1°C - 80°C),35 CFM | 84219900 | 0 | NOS | 0 | 0 | RAW | 18 | 0 | YES | YES |  | NO |  | 14-APR-2025 12:52:29PM | [26 empty] | E1002 : Pradeep Sati
Filter | Air Line Filter |  | FIL10 | Air Line Filter,With Element,2",Yuka-YD 220 AO,1 Micron,Aluminum,16 Barg,(1°C - 80°C),424 CFM | 84219900 | 0 | NOS | 1 | 0 | RAW | 18 | 0 | YES | YES |  | NO |  | 14-APR-2025 12:52:29PM | [26 empty] | E1002 : Pradeep Sati | 13-AUG-2025 2:04:23PM | H1155 : Raushan Kumar
Filter | Filter Element |  | FIL100 | Filter Element,Yuka- L 068 AO,1 Micron,6000-8000 Hr,,16 Barg,(1°C - 80°C) | 84219900 | 0 | NOS | 0 | 0 | RAW | 18 | 0 | YES | YES |  | NO |  | 14-APR-2025 12:52:30PM | [26 empty] | E1002 : Pradeep Sati
Filter | Filter Element |  | FIL101 | Filter Element,Yuka- L 068 AA,0.01 Micron,6000-8000 Hr,,16 Barg,(1°C - 80°C) | 84219900 | 0 | NOS | 0 | 0 | RAW | 18 | 0 | YES | YES |  | NO |  | 14-APR-2025 12:52:30PM | [26 empty] | E1002 : Pradeep Sati
Filter | Filter Element |  | FIL102 | Filter Element,Yuka- L 068 ACS,0.003 Mg/m3,6000-8000 Hr,,16 Barg,(1°C - 80°C) | 84219900 | 0 | NOS | 0 | 0 | RAW | 18 | 0 | YES | YES |  | NO |  | 14-APR-2025 12:59:11PM | [26 empty] | E1002 : Pradeep Sati
Filter | Filter Element |  | FIL103 | Filter Element,Yuka- LFA 070 AO,1 Micron,6000-8000 Hr,,16 Barg,(1°C - 80°C) | 84219900 | 0 | NOS | 0 | 0 | RAW | 18 | 0 | YES | YES |  | NO |  | 14-APR-2025 12:59:11PM | [26 empty] | E1002 : Pradeep Sati
Filter | Filter Element |  | FIL104 | Filter Element,Yuka- LFA 070 AA,0.01 Micron,6000-8000 Hr,,16 Barg,(1°C - 80°C) | 84219900 | 0 | NOS | 0 | 0 | RAW | 18 | 0 | YES | YES |  | NO |  | 14-APR-2025 12:59:11PM | [26 empty] | E1002 : Pradeep Sati
Filter | Filter Element |  | FIL105 | Filter Element,Yuka- LFA 070 ACS,0.003 Mg/m3,6000-8000 Hr,,16 Barg,(1°C - 80°C) | 84219900 | 0 | NOS | 0 | 0 | RAW | 18 | 0 | YES | YES |  | NO |  | 14-APR-2025 12:59:11PM | [26 empty] | E1002 : Pradeep Sati
Filter | Filter Element |  | FIL106 | Filter Element,Yuka- LFA 080 AO,1 Micron,6000-8000 Hr,,16 Barg,(1°C - 80°C) | 84219900 | 0 | NOS | 0 | 0 | RAW | 18 | 0 | YES | YES |  | NO |  | 14-APR-2025 12:59:11PM | [26 empty] | E1002 : Pradeep Sati
Filter | Filter Element |  | FIL107 | Filter Element,Yuka- LFA 080 AA,0.01 Micron,6000-8000 Hr,,16 Barg,(1°C - 80°C) | 84219900 | 0 | NOS | 0 | 0 | RAW | 18 | 0 | YES | YES |  | NO |  | 14-APR-2025 12:59:11PM | [26 empty] | E1002 : Pradeep Sati
Filter | Filter Element |  | FIL108 | Filter Element,Yuka- LFA 080 ACS,0.003 Mg/m3,6000-8000 Hr,,16 Barg,(1°C - 80°C) | 84219900 | 0 | NOS | 0 | 0 | RAW | 18 | 0 | YES | YES |  | NO |  | 14-APR-2025 12:59:11PM | [26 empty] | E1002 : Pradeep Sati | 05-JUN-2025 5:03:13PM | E1002 : Pradeep Sati
Filter | Filter Element |  | FIL109 | Filter Element,Yuka- LFA 100 AO,1 Micron,6000-8000 Hr,,16 Barg,(1°C - 80°C) | 84219900 | 0 | NOS | 0 | 0 | RAW | 18 | 0 | YES | YES |  | NO |  | 14-APR-2025 12:59:11PM | [26 empty] | E1002 : Pradeep Sati | 05-JUN-2025 5:03:14PM | E1002 : Pradeep Sati
Filter | Air Line Filter |  | FIL11 | Air Line Filter,With Element,2",Yuka-YD 220 AA,0.01 Micron,Aluminum,16 Barg,(1°C - 80°C),424 CFM | 84219900 | 0 | NOS | 0 | 0 | RAW | 18 | 0 | YES | YES |  | NO |  | 14-APR-2025 12:52:29PM | [26 empty] | E1002 : Pradeep Sati
Filter | Filter Element |  | FIL110 | Filter Element,Yuka- LFA 100 AA,0.01 Micron,6000-8000 Hr,,16 Barg,(1°C - 80°C) | 84219900 | 0 | NOS | 0 | 0 | RAW | 18 | 0 | YES | YES |  | NO |  | 14-APR-2025 12:59:11PM | [26 empty] | E1002 : Pradeep Sati
Filter | Filter Element |  | FIL111 | Filter Element,Yuka- LFA 100 ACS,0.003 Mg/m3,6000-8000 Hr,,16 Barg,(1°C - 80°C) | 84219900 | 0 | NOS | 0 | 0 | RAW | 18 | 0 | YES | YES |  | NO |  | 14-APR-2025 12:59:11PM | [26 empty] | E1002 : Pradeep Sati
Filter | Filter Element |  | FIL112 | Filter Element,Yuka- LFA 120 AO,1 Micron,6000-8000 Hr,,16 Barg,(1°C - 80°C) | 84219900 | 0 | NOS | 0 | 0 | RAW | 18 | 0 | YES | YES |  | NO |  | 14-APR-2025 12:59:11PM | [26 empty] | E1002 : Pradeep Sati | 05-JUN-2025 5:03:09PM | E1002 : Pradeep Sati
Filter | Filter Element |  | FIL113 | Filter Element,Yuka- LFA 120 AA,0.01 Micron,6000-8000 Hr,,16 Barg,(1°C - 80°C) | 84219900 | 0 | NOS | 0 | 0 | RAW | 18 | 0 | YES | YES |  | NO |  | 14-APR-2025 12:59:11PM | [26 empty] | E1002 : Pradeep Sati
Filter | Filter Element |  | FIL114 | Filter Element,Yuka- LFA 120 ACS,0.003 Mg/m3,6000-8000 Hr,,16 Barg,(1°C - 80°C) | 84219900 | 0 | NOS | 0 | 0 | RAW | 18 | 0 | YES | YES |  | NO |  | 14-APR-2025 12:59:11PM | [26 empty] | E1002 : Pradeep Sati
Filter | Filter Element |  | FIL115 | Filter Element,Yuka- L 220 AO,1 Micron,6000-8000 Hr,,16 Barg,(1°C - 80°C) | 84219900 | 0 | NOS | 0 | 0 | RAW | 18 | 0 | YES | YES |  | NO |  | 14-APR-2025 12:59:11PM | [26 empty] | E1002 : Pradeep Sati
Filter | Filter Element |  | FIL116 | Filter Element,Yuka- L 220 AA,0.01 Micron,6000-8000 Hr,,16 Barg,(1°C - 80°C) | 84219900 | 0 | NOS | 0 | 0 | RAW | 18 | 0 | YES | YES |  | NO |  | 14-APR-2025 12:59:11PM | [26 empty] | E1002 : Pradeep Sati
Filter | Filter Element |  | FIL117 | Filter Element,Yuka- L 220 ACS,0.003 Mg/m3,6000-8000 Hr,,16 Barg,(1°C - 80°C) | 84219900 | 0 | NOS | 0 | 0 | RAW | 18 | 0 | YES | YES |  | NO |  | 14-APR-2025 12:59:11PM | [26 empty] | E1002 : Pradeep Sati
Filter | Filter Element |  | FIL118 | Filter Element,Yuka- L 260 AO,1 Micron,6000-8000 Hr,,16 Barg,(1°C - 80°C) | 84219900 | 0 | NOS | 0 | 0 | RAW | 18 | 0 | YES | YES |  | NO |  | 14-APR-2025 12:59:11PM | [26 empty] | E1002 : Pradeep Sati | 05-JUN-2025 5:03:17PM | E1002 : Pradeep Sati
Filter | Filter Element |  | FIL119 | Filter Element,Yuka- L 260 AA,0.01 Micron,6000-8000 Hr,,16 Barg,(1°C - 80°C) | 84219900 | 0 | NOS | 0 | 0 | RAW | 18 | 0 | YES | YES |  | NO |  | 14-APR-2025 12:59:11PM | [26 empty] | E1002 : Pradeep Sati
Filter | Air Line Filter |  | FIL12 | Air Line Filter,With Element,2",Yuka-YD 220 ACS,0.003 Mg/m3,Aluminum,16 Barg,(1°C - 80°C),424 CFM | 84219900 | 0 | NOS | 0 | 0 | RAW | 18 | 0 | YES | YES |  | NO |  | 14-APR-2025 12:52:29PM | [26 empty] | E1002 : Pradeep Sati
Filter | Filter Element |  | FIL120 | Filter Element,Yuka- L 260 ACS,0.003 Mg/m3,6000-8000 Hr,,16 Barg,(1°C - 80°C) | 84219900 | 0 | NOS | 0 | 0 | RAW | 18 | 0 | YES | YES |  | NO |  | 14-APR-2025 12:59:11PM | [26 empty] | E1002 : Pradeep Sati
Filter | Filter Element |  | FIL121 | Filter Element,FT- EL 017 AO,1 Micron,6000-8000 Hr,,16 Barg,(1°C - 80°C) | 84219900 | 3 | NOS | 1700 | 0 | RAW | 18 | 0 | YES | YES |  | NO |  | 14-APR-2025 12:59:11PM | [26 empty] | E1002 : Pradeep Sati | 08-MAY-2026 9:20:47AM | H1155 : Raushan Kumar
Filter | Filter Element |  | FIL122 | Filter Element,FT- EL 017 AA,0.01 Micron,6000-8000 Hr,,16 Barg,(1°C - 80°C) | 84219900 | 3 | NOS | 1700 | 0 | RAW | 18 | 0 | YES | YES |  | NO |  | 14-APR-2025 12:59:11PM | [26 empty] | E1002 : Pradeep Sati | 08-MAY-2026 9:20:47AM | H1155 : Raushan Kumar
Filter | Filter Element |  | FIL123 | Filter Element,FT- EL 017 ACS,0.003 Mg/m3,6000-8000 Hr,,16 Barg,(1°C - 80°C) | 84219900 | 3 | NOS | 1700 | 0 | RAW | 18 | 0 | YES | YES |  | NO |  | 14-APR-2025 12:59:11PM | [26 empty] | E1002 : Pradeep Sati | 08-MAY-2026 9:20:47AM | H1155 : Raushan Kumar
Filter | Filter Element |  | FIL124 | Filter Element,FT- EL 058 AO,1 Micron,6000-8000 Hr,,16 Barg,(1°C - 80°C) | 84219900 | 4 | NOS | 2400 | 0 | RAW | 18 | 0 | YES | YES |  | NO |  | 14-APR-2025 12:59:11PM | [26 empty] | E1002 : Pradeep Sati | 24-AUG-2026 2:09:40PM | H1155 : Raushan Kumar
Filter | Filter Element |  | FIL125 | Filter Element,FT- EL 058 AA,0.01 Micron,6000-8000 Hr,,16 Barg,(1°C - 80°C) | 84219900 | 5 | NOS | 2400 | 0 | RAW | 18 | 0 | YES | YES |  | NO |  | 14-APR-2025 12:59:11PM | [26 empty] | E1002 : Pradeep Sati | 24-AUG-2026 2:09:40PM | H1155 : Raushan Kumar
Filter | Filter Element |  | FIL126 | Filter Element,FT- EL 058 ACS,0.003 Mg/m3,6000-8000 Hr,,16 Barg,(1°C - 80°C) | 84219900 | 5 | NOS | 2400 | 0 | RAW | 18 | 0 | YES | YES |  | NO |  | 14-APR-2025 12:59:11PM | [26 empty] | E1002 : Pradeep Sati | 24-AUG-2026 2:09:40PM | H1155 : Raushan Kumar
Filter | Filter Element |  | FIL127 | Filter Element,FT- ELFA 060 AO,1 Micron,6000-8000 Hr,,17 Barg,(1°C - 80°C) | 84219900 | 6 | NOS | 2400 | 0 | RAW | 18 | 0 | YES | YES |  | NO |  | 14-APR-2025 12:59:11PM | [26 empty] | E1002 : Pradeep Sati | 25-JUN-2026 9:25:28AM | H1155 : Raushan Kumar
Filter | Filter Element |  | FIL128 | Filter Element,FT- ELFA 060 AA,0.01 Micron,6000-8000 Hr,,18 Barg,(1°C - 80°C) | 84219900 | 8 | NOS | 2400 | 0 | RAW | 18 | 0 | YES | YES |  | NO |  | 14-APR-2025 12:59:11PM | [26 empty] | E1002 : Pradeep Sati | 25-JUN-2026 9:25:28AM | H1155 : Raushan Kumar
Filter | Filter Element |  | FIL129 | Filter Element,FT- ELFA 060 ACS,0.003 Mg/m3,6000-8000 Hr,,19 Barg,(1°C - 80°C) | 84219900 | 6 | NOS | 2400 | 0 | RAW | 18 | 0 | YES | YES |  | NO |  | 14-APR-2025 12:59:11PM | [26 empty] | E1002 : Pradeep Sati | 25-JUN-2026 9:25:28AM | H1155 : Raushan Kumar
Filter | Air Line Filter |  | FIL13 | Air Line Filter,With Element,1",Yuka-YF 070 AA,1 Micron,Aluminum,16 Barg,(1°C - 80°C),303 CFM | 84219900 | 0 | NOS | 0 | 0 | RAW | 18 | 0 | YES | YES |  | NO |  | 14-APR-2025 12:52:29PM | [26 empty] | E1002 : Pradeep Sati
Filter | Filter Element |  | FIL130 | Filter Element,FT- ELFA 080 AO,1 Micron,6000-8000 Hr,,29 Barg,(1°C - 80°C) | 84219900 | 4 | NOS | 3200 | 0 | RAW | 18 | 0 | YES | YES |  | NO |  | 14-APR-2025 12:59:11PM | [26 empty] | E1002 : Pradeep Sati | 26-AUG-2026 11:08:09AM | H1155 : Raushan Kumar
Filter | Filter Element |  | FIL131 | Filter Element,FT- ELFA 080 AA,0.01 Micron,6000-8000 Hr,,30 Barg,(1°C - 80°C) | 84219900 | 4 | NOS | 3200 | 0 | RAW | 18 | 0 | YES | YES |  | NO |  | 14-APR-2025 12:59:12PM | [26 empty] | E1002 : Pradeep Sati | 26-AUG-2026 11:08:09AM | H1155 : Raushan Kumar
Filter | Filter Element |  | FIL132 | Filter Element,FT- ELFA 080 ACS,0.003 Mg/m3,6000-8000 Hr,,31 Barg,(1°C - 80°C) | 84219900 | 5 | NOS | 3200 | 0 | RAW | 18 | 0 | YES | YES |  | NO |  | 14-APR-2025 12:59:12PM | [26 empty] | E1002 : Pradeep Sati | 26-AUG-2026 11:08:09AM | H1155 : Raushan Kumar
Filter | Filter Element |  | FIL133 | Filter Element,FT- EL 145 AO,1 Micron,6000-8000 Hr,,16 Barg,(1°C - 80°C) | 84219900 | 4 | NOS | 3200 | 0 | RAW | 18 | 0 | YES | YES |  | NO |  | 14-APR-2025 12:59:12PM | [26 empty] | E1002 : Pradeep Sati | 18-JUN-2026 10:43:50AM | H1155 : Raushan Kumar
Filter | Filter Element |  | FIL134 | Filter Element,FT- EL 145 AA,0.01 Micron,6000-8000 Hr,,16 Barg,(1°C - 80°C) | 84219900 | 6 | NOS | 3200 | 0 | RAW | 18 | 0 | YES | YES |  | NO |  | 14-APR-2025 12:59:12PM | [26 empty] | E1002 : Pradeep Sati | 18-JUN-2026 10:43:50AM | H1155 : Raushan Kumar
Filter | Filter Element |  | FIL135 | Filter Element,FT- EL 145 ACS,0.003 Mg/m3,6000-8000 Hr,,16 Barg,(1°C - 80°C) | 84219900 | 7 | NOS | 3200 | 0 | RAW | 18 | 0 | YES | YES |  | NO |  | 14-APR-2025 12:59:12PM | [26 empty] | E1002 : Pradeep Sati | 26-JUN-2026 1:45:52PM | H1155 : Raushan Kumar
Filter | Filter Element |  | FIL136 | Filter Element,FT- ELFA 100 AO,1 Micron,6000-8000 Hr,,16 Barg,(1°C - 80°C) | 84219900 | 4 | NOS | 4500 | 0 | RAW | 18 | 0 | YES | YES |  | NO |  | 14-APR-2025 12:59:12PM | [26 empty] | E1002 : Pradeep Sati | 30-JUN-2026 5:21:21PM | H1155 : Raushan Kumar
Filter | Filter Element |  | FIL137 | Filter Element,FT- ELFA 100 AA,0.01 Micron,6000-8000 Hr,,16 Barg,(1°C - 80°C) | 84219900 | 6 | NOS | 4500 | 0 | RAW | 18 | 0 | YES | YES |  | NO |  | 14-APR-2025 12:59:12PM | [26 empty] | E1002 : Pradeep Sati | 30-JUN-2026 5:21:21PM | H1155 : Raushan Kumar
Filter | Filter Element |  | FIL138 | Filter Element,FT- ELFA 100 ACS,0.003 Mg/m3,6000-8000 Hr,,16 Barg,(1°C - 80°C) | 84219900 | 6 | NOS | 4500 | 0 | RAW | 18 | 0 | YES | YES |  | NO |  | 14-APR-2025 12:59:12PM | [26 empty] | E1002 : Pradeep Sati | 30-JUN-2026 5:21:21PM | H1155 : Raushan Kumar
Filter | Filter Element |  | FIL139 | Filter Element,FT- EL 220 AO,1 Micron,6000-8000 Hr,,16 Barg,(1°C - 80°C) | 84219900 | 2 | NOS | 4500 | 0 | RAW | 18 | 0 | YES | YES |  | NO |  | 14-APR-2025 12:59:12PM | [26 empty] | E1002 : Pradeep Sati | 24-JUN-2026 1:49:19PM | H1155 : Raushan Kumar
Filter | Air Line Filter |  | FIL14 | Air Line Filter,With Element,1",Yuka-YF 070 AO,0.01 Micron,Aluminum,16 Barg,(1°C - 80°C),303 CFM | 84219900 | 0 | NOS | 0 | 0 | RAW | 18 | 0 | YES | YES |  | NO |  | 14-APR-2025 12:52:29PM | [26 empty] | E1002 : Pradeep Sati | 05-JUN-2025 5:03:07PM | E1002 : Pradeep Sati
Filter | Filter Element |  | FIL140 | Filter Element,FT- EL 220 AA,0.01 Micron,6000-8000 Hr,,16 Barg,(1°C - 80°C) | 84219900 | 1 | NOS | 4500 | 0 | RAW | 18 | 0 | YES | YES |  | NO |  | 14-APR-2025 12:59:12PM | [26 empty] | E1002 : Pradeep Sati | 07-JUL-2026 3:35:26PM | H1155 : Raushan Kumar
Filter | Filter Element |  | FIL141 | Filter Element,FT- EL 220 ACS,0.003 mg/m3,6000-8000 Hr,,16 Barg,(1°C - 80°C) | 84219900 | 1 | NOS | 4500 | 0 | RAW | 18 | 0 | YES | YES |  | NO |  | 14-APR-2025 12:59:12PM | [26 empty] | E1002 : Pradeep Sati | 07-JUL-2026 3:35:26PM | H1155 : Raushan Kumar
Filter | Filter Element |  | FIL142 | Filter Element,FT- EL 260 AO,1 Micron,6000-8000 Hr,,16 Barg,(1°C - 80°C) | 84219900 | 4 | NOS | 0 | 0 | RAW | 18 | 0 | YES | YES |  | NO |  | 14-APR-2025 12:59:12PM | [26 empty] | E1002 : Pradeep Sati | 17-NOV-2025 5:52:25PM | E1002 : Pradeep Sati
Filter | Filter Element |  | FIL143 | Filter Element,FT- EL 260 AA,0.01 Micron,6000-8000 Hr,,16 Barg,(1°C - 80°C) | 84219900 | 6 | NOS | 0 | 0 | RAW | 18 | 0 | YES | YES |  | NO |  | 14-APR-2025 12:59:12PM | [26 empty] | E1002 : Pradeep Sati | 17-NOV-2025 5:52:25PM | E1002 : Pradeep Sati
Filter | Filter Element |  | FIL144 | Filter Element,FT- EL 260 ACS,0.003 Mg/m3,6000-8000 Hr,,16 Barg,(1°C - 80°C) | 84219900 | 6 | NOS | 0 | 0 | RAW | 18 | 0 | YES | YES |  | NO |  | 14-APR-2025 12:59:12PM | [26 empty] | E1002 : Pradeep Sati | 17-NOV-2025 5:52:25PM | E1002 : Pradeep Sati
Filter | Filter Element |  | FIL145 | Filter Element,FT-G07- (E 1140) ZP,1 Micron,6000-8000 Hr,,17 Barg,(1°C - 80°C) | 84219900 | 1 | NOS | 1800 | 0 | RAW | 18 | 0 | YES | YES |  | NO |  | 14-APR-2025 12:59:12PM | [26 empty] | E1002 : Pradeep Sati | 29-JUL-2026 11:41:16AM | H1155 : Raushan Kumar
Filter | Filter Element |  | FIL146 | Filter Element,FT-G07- (E 1140) XP,0.01 Micron,6000-8000 Hr,,18 Barg,(1°C - 80°C) | 84219900 | 2 | NOS | 1800 | 0 | RAW | 18 | 0 | YES | YES |  | NO |  | 14-APR-2025 12:59:12PM | [26 empty] | E1002 : Pradeep Sati | 29-JUL-2026 11:41:16AM | H1155 : Raushan Kumar
Filter | Filter Element |  | FIL147 | Filter Element,FT-G07- (E 1140) C,0.003 Mg/m3,6000-8000 Hr,,19 Barg,(1°C - 80°C) | 84219900 | 2 | NOS | 1800 | 0 | RAW | 18 | 0 | YES | YES |  | NO |  | 14-APR-2025 12:59:12PM | [26 empty] | E1002 : Pradeep Sati | 29-JUL-2026 11:41:16AM | H1155 : Raushan Kumar
Filter | Filter Element |  | FIL148 | Filter Element,FT-G09- (E 2010) ZP,1 Micron,6000-8000 Hr,,17 Barg,(1°C - 80°C) | 84219900 | 3 | NOS | 2000 | 0 | RAW | 18 | 0 | YES | YES |  | NO |  | 14-APR-2025 12:59:12PM | [26 empty] | E1002 : Pradeep Sati | 14-JUL-2026 4:48:54PM | H1155 : Raushan Kumar
Filter | Filter Element |  | FIL149 | Filter Element,FT-G09- (E 2010) XP,0.01 Micron,6000-8000 Hr,,18 Barg,(1°C - 80°C) | 84219900 | 3 | NOS | 2000 | 0 | RAW | 18 | 0 | YES | YES |  | NO |  | 14-APR-2025 12:59:12PM | [26 empty] | E1002 : Pradeep Sati | 14-JUL-2026 4:48:54PM | H1155 : Raushan Kumar
Filter | Air Line Filter |  | FIL15 | Air Line Filter,With Element,1",Yuka-YF 070 ACS,0.003 Mg/m3,Aluminum,16 Barg,(1°C - 80°C),303 CFM | 84219900 | 0 | NOS | 0 | 0 | RAW | 18 | 0 | YES | YES |  | NO |  | 14-APR-2025 12:52:29PM | [26 empty] | E1002 : Pradeep Sati
Filter | Filter Element |  | FIL150 | Filter Element,FT-G09- (E 2010) C,0.003 Mg/m3,6000-8000 Hr,,19 Barg,(1°C - 80°C) | 84219900 | 3 | NOS | 2000 | 0 | RAW | 18 | 0 | YES | YES |  | NO |  | 14-APR-2025 12:59:12PM | [26 empty] | E1002 : Pradeep Sati | 14-JUL-2026 4:48:54PM | H1155 : Raushan Kumar
Filter | Filter Element |  | FIL151 | Filter Element,FT-G11- (E 2020) ZP,1 Micron,6000-8000 Hr,,20 Barg,(1°C - 80°C) | 84219900 | 5 | NOS | 2800 | 0 | RAW | 18 | 0 | YES | YES |  | NO |  | 14-APR-2025 12:59:12PM | [26 empty] | E1002 : Pradeep Sati | 18-AUG-2026 11:04:15AM | H1155 : Raushan Kumar
Filter | Filter Element |  | FIL152 | Filter Element,FT-G11- (E 2020) XP,0.01 Micron,6000-8000 Hr,,21 Barg,(1°C - 80°C) | 84219900 | 4 | NOS | 2800 | 0 | RAW | 18 | 0 | YES | YES |  | NO |  | 14-APR-2025 12:59:12PM | [26 empty] | E1002 : Pradeep Sati | 19-AUG-2026 4:51:37PM | H1155 : Raushan Kumar
Filter | Filter Element |  | FIL153 | Filter Element,FT-G11- (E 2020) C,0.003 Mg/m3,6000-8000 Hr,,22 Barg,(1°C - 80°C) | 84219900 | 5 | NOS | 2800 | 0 | RAW | 18 | 0 | YES | YES |  | NO |  | 14-APR-2025 12:59:12PM | [26 empty] | E1002 : Pradeep Sati | 18-AUG-2026 11:04:15AM | H1155 : Raushan Kumar
Filter | Filter Element |  | FIL154 | Filter Element,FT-G12- (E 2030) ZP,1 Micron,6000-8000 Hr,,20 Barg,(1°C - 80°C) | 84219900 | 0 | NOS | 4420 | 0 | RAW | 18 | 0 | YES | YES |  | NO |  | 14-APR-2025 12:59:12PM | [26 empty] | E1002 : Pradeep Sati | 08-SEP-2026 5:11:30PM | H1155 : Raushan Kumar
Filter | Filter Element |  | FIL155 | Filter Element,FT-G12- (E 2030) XP,0.01 Micron,6000-8000 Hr,,21 Barg,(1°C - 80°C) | 84219900 | 0 | NOS | 4420 | 0 | RAW | 18 | 0 | YES | YES |  | NO |  | 14-APR-2025 12:59:12PM | [26 empty] | E1002 : Pradeep Sati | 08-SEP-2026 5:11:30PM | H1155 : Raushan Kumar
Filter | Filter Element |  | FIL156 | Filter Element,FT-G12- (E 2030) C ,0.003 Mg/m3,6000-8000 Hr,,22 Barg,(1°C - 80°C) | 84219900 | 0 | NOS | 4420 | 0 | RAW | 18 | 0 | YES | YES |  | NO |  | 14-APR-2025 12:59:12PM | [26 empty] | E1002 : Pradeep Sati | 08-SEP-2026 5:11:30PM | H1155 : Raushan Kumar
Filter | Filter Element |  | FIL157 | Filter Element,FT/Parker-(P030-AO),1 Micron,6000-8000 Hr,,20 Barg,(1°C - 80°C) | 84219900 | 0 | NOS | 0 | 0 | RAW | 18 | 0 | YES | YES |  | NO |  | 14-APR-2025 12:59:12PM | [26 empty] | E1002 : Pradeep Sati | 05-JUN-2025 5:03:18PM | E1002 : Pradeep Sati
Filter | Filter Element |  | FIL158 | Filter Element,FT/Parker-(P030-AA),0.01 Micron,6000-8000 Hr,,21 Barg,(1°C - 80°C) | 84219900 | 0 | NOS | 0 | 0 | RAW | 18 | 0 | YES | YES |  | NO |  | 14-APR-2025 12:59:12PM | [26 empty] | E1002 : Pradeep Sati
Filter | Filter Element |  | FIL159 | Filter Element,FT/Parker-(P030-ACS),0.003 Mg/m3,6000-8000 Hr,,22 Barg,(1°C - 80°C) | 84219900 | 0 | NOS | 0 | 0 | RAW | 18 | 0 | YES | YES |  | NO |  | 14-APR-2025 12:59:12PM | [26 empty] | E1002 : Pradeep Sati
Filter | Air Line Filter |  | FIL16 | Air Line Filter,With Element,1",Yuka-YF 080 AO,1 Micron,Aluminum,16 Barg,(1°C - 80°C),303 CFM | 84219900 | 0 | NOS | 0 | 0 | RAW | 18 | 0 | YES | YES |  | NO |  | 14-APR-2025 12:52:29PM | [26 empty] | E1002 : Pradeep Sati
Filter | Filter Drain |  | FIL160 | Filter Drain,Electric,Yuka- EDV200D,1/2",,0-10 Bar,(1.5°C - 80°C) | 84819090 | 0 | NOS | 900 | 0 | RAW | 18 | 0 | YES | YES |  | NO |  | 14-APR-2025 12:59:12PM | [26 empty] | E1002 : Pradeep Sati
Filter | Filter Drain |  | FIL161 | Filter Drain,Float Type,Yuka- HAD 20B,1/2",8 mm,0-10 Bar,(1.5°C - 80°C) | 84819090 | 15 | NOS | 0 | 0 | RAW | 18 | 0 | YES | YES |  | NO |  | 14-APR-2025 12:59:12PM | [26 empty] | E1002 : Pradeep Sati | 14-AUG-2026 9:31:39AM | H1155 : Raushan Kumar
Filter | Filter Drain |  | FIL162 | Filter Drain,Internal,FT,,8 mm,0-10 Bar,(1.5°C - 80°C) | 84819090 | 5 | NOS | 950 | 0 | RAW | 18 | 0 | YES | YES |  | NO |  | 14-APR-2025 12:59:12PM | [26 empty] | E1002 : Pradeep Sati | 14-AUG-2026 9:19:26AM | H1155 : Raushan Kumar
Filter | Filter Drain |  | FIL163 | Filter Drain,Internal,Yuka,,6 mm,0-10 Bar,(1.5°C - 80°C) | 84819090 | 0 | NOS | 1200 | 0 | RAW | 18 | 0 | YES | YES |  | NO |  | 14-APR-2025 12:59:12PM | [26 empty] | E1002 : Pradeep Sati | 14-AUG-2026 9:19:26AM | H1155 : Raushan Kumar
Filter | Filter Drain |  | FIL164 | Filter Drain,Transparent,,1/2",8 mm,0-10 Bar,(1.5°C - 80°C) | 84819090 | 0 | NOS | 0 | 0 | RAW | 18 | 0 | YES | YES |  | NO |  | 14-APR-2025 12:59:12PM | [26 empty] | E1002 : Pradeep Sati
Filter | DP Gauge |  | FIL165 | DP Gauge,Indicator,Yuka,Composite,Compressed Air,0-10 Barg,(0°C - 80°C) | 90262000 | 0 | NOS | 0 | 0 | RAW | 18 | 0 | YES | YES |  | NO |  | 14-APR-2025 1:01:46PM | [26 empty] | E1002 : Pradeep Sati
Filter | DP Gauge |  | FIL166 | DP Gauge,Manometer,Yuka,Composite,Compressed Air,0-10 Barg,(0°C - 80°C) | 90262000 | 0 | NOS | 0 | 0 | RAW | 18 | 0 | YES | YES |  | NO |  | 14-APR-2025 1:01:46PM | [26 empty] | E1002 : Pradeep Sati
Filter | DP Gauge |  | FIL167 | DP Gauge,Manometer,FT,Composite,Compressed Air,0-10 Barg,(0°C - 80°C) | 90262000 | 0 | NOS | 0 | 0 | RAW | 18 | 0 | YES | YES |  | NO |  | 14-APR-2025 1:01:46PM | [26 empty] | E1002 : Pradeep Sati
Filter | Filter Element |  | FIL168 | Filter Element,FT-07050-P,1 Micron,,6000-8000 Hr,16 Barg,(1°C - 80°C) | 84219900 | 2 | NOS | 1350 | 0 | RAW | 18 | 0 | YES | YES |  | NO |  | 07-MAY-2025 5:54:19PM | [26 empty] | E1002 : Pradeep Sati | 17-NOV-2025 5:52:25PM | E1002 : Pradeep Sati
Filter | Filter Element |  | FIL169 | Filter Element,FT-07050-M,0.01 Micron,,6000-8000 Hr,16 Barg,(1°C - 80°C) | 84219900 | 2 | NOS | 1350 | 0 | RAW | 18 | 0 | YES | YES |  | NO |  | 07-MAY-2025 5:54:19PM | [26 empty] | E1002 : Pradeep Sati | 17-NOV-2025 5:52:25PM | E1002 : Pradeep Sati
Filter | Air Line Filter |  | FIL17 | Air Line Filter,With Element,1",Yuka-YF 080 AA,0.01 Micron,Aluminum,16 Barg,(1°C - 80°C),303 CFM | 84219900 | 0 | NOS | 0 | 0 | RAW | 18 | 0 | YES | YES |  | NO |  | 14-APR-2025 12:52:29PM | [26 empty] | E1002 : Pradeep Sati
Filter | Filter Element |  | FIL170 | Filter Element,FT-07050-S,0.003 mg/m3,,6000-8000 Hr,16 Barg,(1°C - 80°C) | 84219900 | 2 | NOS | 1350 | 0 | RAW | 18 | 0 | YES | YES |  | NO |  | 07-MAY-2025 5:54:19PM | [26 empty] | E1002 : Pradeep Sati | 17-NOV-2025 5:52:25PM | E1002 : Pradeep Sati
Filter | Filter Element |  | FIL171 | Filter Element,SFPL-0306 S (22075A),0.003 mg/m3,,6000-8000 Hr,16 Barg,(1°C - 80°C) | 84219900 | 0 | NOS | 2650 | 0 | RAW | 18 | 0 | YES | YES |  | NO |  | 07-MAY-2025 5:54:19PM | [26 empty] | E1002 : Pradeep Sati | 16-SEP-2025 6:34:14PM | H1155 : Raushan Kumar
Filter | Filter Element |  | FIL172 | Filter Element,SFPL-0306 P (22075XR),1 Micron,,6000-8000 Hr,16 Barg,(1°C - 80°C) | 84219900 | 0 | NOS | 2650 | 0 | RAW | 18 | 0 | YES | YES |  | NO |  | 07-MAY-2025 5:54:19PM | [26 empty] | E1002 : Pradeep Sati | 16-SEP-2025 6:34:14PM | H1155 : Raushan Kumar
Filter | Filter Element |  | FIL173 | Filter Element,SFPL-0306 M (22075XS),0.01 Micron,,6000-8000 Hr,16 Barg,(1°C - 80°C) | 84219900 | 0 | NOS | 2650 | 0 | RAW | 18 | 0 | YES | YES |  | NO |  | 07-MAY-2025 5:54:19PM | [26 empty] | E1002 : Pradeep Sati | 16-SEP-2025 6:34:14PM | H1155 : Raushan Kumar
Filter | Filter Element |  | FIL174 | Filter Element,FT-ED-058 C,0.003 mg/m3,,6000-8000 Hr,16 Barg,(1°C - 80°C) | 84219900 | 0 | NOS | 2400 | 0 | RAW | 18 | 0 | YES | YES |  | NO |  | 07-MAY-2025 5:54:19PM | [26 empty] | E1002 : Pradeep Sati | 25-JUN-2026 1:41:27PM | H1155 : Raushan Kumar
Filter | Filter Element |  | FIL175 | Filter Element,FT-ED-058 X,1 Micron,,6000-8000 Hr,16 Barg,(1°C - 80°C) | 84219900 | 0 | NOS | 2400 | 0 | RAW | 18 | 0 | YES | YES |  | NO |  | 07-MAY-2025 5:54:19PM | [26 empty] | E1002 : Pradeep Sati | 25-JUN-2026 1:41:27PM | H1155 : Raushan Kumar
Filter | Filter Element |  | FIL176 | Filter Element,FT-ED-058 Z,0.01 Micron,,6000-8000 Hr,16 Barg,(1°C - 80°C) | 84219900 | 0 | NOS | 2400 | 0 | RAW | 18 | 0 | YES | YES |  | NO |  | 07-MAY-2025 5:54:19PM | [26 empty] | E1002 : Pradeep Sati | 25-JUN-2026 1:41:27PM | H1155 : Raushan Kumar
Filter | Filter Element |  | FIL177 | Filter Element,FT-E22075 A,,,6000-8000 Hr,16 Barg,(1°C - 80°C) | 84219900 | 0 | NOS | 0 | 0 | RAW | 18 | 0 | YES | YES |  | NO |  | 07-MAY-2025 5:54:19PM | [26 empty] | E1002 : Pradeep Sati
Filter | Filter Element |  | FIL178 | Filter Element,FT-E22075 M,,,6000-8000 Hr,16 Barg,(1°C - 80°C) | 84219900 | 0 | NOS | 2750 | 0 | RAW | 18 | 0 | YES | YES |  | NO |  | 07-MAY-2025 5:54:19PM | [26 empty] | E1002 : Pradeep Sati | 08-JAN-2026 2:21:51PM | H1155 : Raushan Kumar
Filter | Filter Element |  | FIL179 | Filter Element,FT-E22075 S,,,6000-8000 Hr,16 Barg,(1°C - 80°C) | 84219900 | 0 | NOS | 2750 | 0 | RAW | 18 | 0 | YES | YES |  | NO |  | 07-MAY-2025 5:54:19PM | [26 empty] | E1002 : Pradeep Sati | 08-JAN-2026 2:21:51PM | H1155 : Raushan Kumar
Filter | Air Line Filter |  | FIL18 | Air Line Filter,With Element,1",Yuka-YF 080 ACS,0.003 Mg/m3,Aluminum,16 Barg,(1°C - 80°C),303 CFM | 84219900 | 0 | NOS | 0 | 0 | RAW | 18 | 0 | YES | YES |  | NO |  | 14-APR-2025 12:52:29PM | [26 empty] | E1002 : Pradeep Sati
Filter | Filter Element |  | FIL180 | Filter Element,FT-E22075 Z,,,6000-8000 Hr,16 Barg,(1°C - 80°C) | 84219900 | 0 | NOS | 0 | 0 | RAW | 18 | 0 | YES | YES |  | NO |  | 07-MAY-2025 5:54:19PM | [26 empty] | E1002 : Pradeep Sati
Filter | Filter Element |  | FIL181 | Filter Element,SFPL-YF-040 AA - Q2,1 Micron,,6000-8000 Hr,16 Barg,(1°C - 80°C) | 84219900 | 0 | NOS | 0 | 0 | RAW | 18 | 0 | YES | YES |  | NO |  | 07-MAY-2025 5:54:19PM | [26 empty] | E1002 : Pradeep Sati
Filter | Filter Element |  | FIL182 | Filter Element,SFPL-YF-040 ACS - Q2,0.01 Micron,,6000-8000 Hr,16 Barg,(1°C - 80°C) | 84219900 | 0 | NOS | 0 | 0 | RAW | 18 | 0 | YES | YES |  | NO |  | 07-MAY-2025 5:54:19PM | [26 empty] | E1002 : Pradeep Sati
Filter | Filter Element |  | FIL183 | Filter Element,SFPL-YF-040 AO - Q2,0.003 mg/m3,,6000-8000 Hr,16 Barg,(1°C - 80°C) | 84219900 | 0 | NOS | 0 | 0 | RAW | 18 | 0 | YES | YES |  | NO |  | 07-MAY-2025 5:54:19PM | [26 empty] | E1002 : Pradeep Sati
Filter | Filter Element |  | FIL184 | Filter Element,SF-0186 M,0.01 Micron,,6000-8000 Hr,16 Barg,(1°C - 80°C) | 84219900 | 0 | NOS | 0 | 0 | RAW | 18 | 0 | YES | YES |  | NO |  | 07-MAY-2025 5:54:19PM | [26 empty] | E1002 : Pradeep Sati
Filter | Filter Element |  | FIL185 | Filter Element,SF-0186 S,0.003 mg/m3,,6000-8000 Hr,16 Barg,(1°C - 80°C) | 84219900 | 0 | NOS | 0 | 0 | RAW | 18 | 0 | YES | YES |  | NO |  | 07-MAY-2025 5:54:19PM | [26 empty] | E1002 : Pradeep Sati
Filter | Filter Element |  | FIL186 | Filter Element,SFPL-0145,0.01 Micron,,6000-8000 Hr,16 Barg,(1°C - 80°C) | 84219900 | 0 | NOS | 0 | 0 | RAW | 18 | 0 | YES | YES |  | NO |  | 07-MAY-2025 5:54:19PM | [26 empty] | E1002 : Pradeep Sati
Filter | Filter Element |  | FIL187 | Filter Element,SFPL-0145,1 Micron,,6000-8000 Hr,16 Barg,(1°C - 80°C) | 84219900 | 0 | NOS | 0 | 0 | RAW | 18 | 0 | YES | YES |  | NO |  | 07-MAY-2025 5:54:19PM | [26 empty] | E1002 : Pradeep Sati
Filter | Filter Element |  | FIL188 | Filter Element,FT-G13- (E 2050) ZP,1 Micron,,6000-8000 Hr,16 Barg,(1°C - 80°C) |  | 0 | NOS | 0 | 0 | RAW | 18 | 0 | YES | YES |  | NO |  | 09-JUN-2025 2:19:53PM | [26 empty] | E1002 : Pradeep Sati | 26-FEB-2026 4:28:01PM | E1002 : Pradeep Sati
Filter | Filter Element |  | FIL189 | Filter Element,FT-G13- (E 2050) XP,0.01 Micron,,6000-8000 Hr,16 Barg,(1°C - 80°C) |  | 0 | NOS | 0 | 0 | RAW | 18 | 0 | YES | YES |  | NO |  | 09-JUN-2025 2:19:53PM | [26 empty] | E1002 : Pradeep Sati | 26-FEB-2026 4:28:01PM | E1002 : Pradeep Sati
Filter | Air Line Filter |  | FIL19 | Air Line Filter,With Element,2",Yuka-YF 090 AO,1 Micron,Aluminum,16 Barg,(1°C - 80°C),353 CFM | 84219900 | 0 | NOS | 0 | 0 | RAW | 18 | 0 | YES | YES |  | NO |  | 14-APR-2025 12:52:29PM | [26 empty] | E1002 : Pradeep Sati
Filter | Filter Element |  | FIL190 | Filter Element,FT-G13- (E 2050) C ,0.003 mg/m3,,6000-8000 Hr,16 Barg,(1°C - 80°C) |  | 0 | NOS | 0 | 0 | RAW | 18 | 0 | YES | YES |  | NO |  | 09-JUN-2025 2:19:53PM | [26 empty] | E1002 : Pradeep Sati | 26-FEB-2026 4:28:01PM | E1002 : Pradeep Sati
Filter | Air Line Filter |  | FIL191 | Air Line Filter,With Element,1.5",FT-G 13-ZP,1 Micron,Chromed Plated Aluminum,16 Barg,(1°C - 80°C),4 | 84219900 | 0 | NOS | 0 | 0 | RAW | 18 | 0 | YES | YES |  | NO |  | 09-JUN-2025 2:19:53PM | [26 empty] | E1002 : Pradeep Sati
Filter | Air Line Filter |  | FIL192 | Air Line Filter,With Element,1.5",FT-G 13-XP,0.01 Micron,Chromed Plated Aluminum,16 Barg,(1°C - 80°C | 84219900 | 0 | NOS | 0 | 0 | RAW | 18 | 0 | YES | YES |  | NO |  | 09-JUN-2025 2:19:53PM | [26 empty] | E1002 : Pradeep Sati
Filter | Air Line Filter |  | FIL193 | Air Line Filter,With Element,1.5",FT-G 13-C,0.003 mg/m3,Chromed Plated Aluminum,16 Barg,(1°C - 80°C) | 84219900 | 0 | NOS | 0 | 0 | RAW | 18 | 0 | YES | YES |  | NO |  | 09-JUN-2025 2:19:53PM | [26 empty] | E1002 : Pradeep Sati
Filter | Filter Drain |  | FIL194 | Filter Drain,Electric,Techno-Timer R (OT- 0.5 to 10 Sec and OFT- 0.5 to 40 Min),1/2",,0-10 Bar,(1.5° | 84819090 | 1 | NOS | 1166 | 0 | RAW | 18 | 0 | YES | YES |  | NO |  | 16-JUN-2025 2:09:39PM | [26 empty] | E1002 : Pradeep Sati | 31-AUG-2026 11:27:09AM | H1155 : Raushan Kumar
Filter | Air Line Filter |  | FIL195 | Air Line Filter,With Element,1" Flanged,FT-07/30 XP,0.01 Micron,CS,60 Barg,80°C,200 CFM | 84219900 | 0 | NOS | 45000 | 0 | RAW | 18 | 0 | YES | YES |  | NO |  | 22-AUG-2025 4:29:02PM | [26 empty] | E1002 : Pradeep Sati
Filter | Filter Element |  | FIL196 | Filter Element,FT-07/30 XP,0.01 Micron,,6000-8000 Hr,60 Barg,(1°C - 80°C) | 84219900 | 0 | NOS | 5180 | 0 | RAW | 18 | 0 | YES | YES |  | NO |  | 22-AUG-2025 4:29:03PM | [26 empty] | E1002 : Pradeep Sati | 23-MAR-2026 11:28:40AM | H1155 : Raushan Kumar
Filter | Air Line Filter |  | FIL197 | Air Line Filter,With Element,1/2" - Screwed,FT-7/100 XP,0.01 Micron,CS,100 Barg,80°C, | 84219900 | 0 | NOS | 40000 | 0 | RAW | 18 | 0 | YES | YES |  | NO |  | 29-AUG-2025 5:40:24PM | [26 empty] | E1002 : Pradeep Sati | 03-OCT-2025 7:35:43PM | E1002 : Pradeep Sati
Filter | Filter Element |  | FIL198 | Filter Element,FT-EU 07/30 FF,0.01 Micron,,6000-8000 Hr,60 Barg,(1°C - 80°C) | 84219900 | 0 | NOS | 5130 | 0 | RAW | 18 | 0 | YES | YES |  | NO |  | 01-SEP-2025 2:43:10PM | [26 empty] | E1002 : Pradeep Sati | 11-SEP-2025 12:01:58PM | H1155 : Raushan Kumar
Filter | Filter Element |  | FIL199 | Filter Element,FT-G058 X,1 Micron,,6000-8000 Hr,60 Barg,(1°C - 80°C) | 84219900 | 0 | NOS | 2400 | 0 | RAW | 18 | 0 | YES | YES |  | NO |  | 01-SEP-2025 4:52:05PM | [26 empty] | E1002 : Pradeep Sati | 28-MAR-2026 5:04:37PM | H1155 : Raushan Kumar
Filter | Air Line Filter |  | FIL2 | Air Line Filter,With Element,1/2",Yuka-YD 017 AA,0.01 Micron,Aluminum,16 Barg,(1°C - 80°C),35 CFM | 84219900 | 0 | NOS | 0 | 0 | RAW | 18 | 0 | YES | YES |  | NO |  | 14-APR-2025 12:52:29PM | [26 empty] | E1002 : Pradeep Sati
Filter | Air Line Filter |  | FIL20 | Air Line Filter,With Element,2",Yuka-YF 090 AA,0.01 Micron,Aluminum,16 Barg,(1°C - 80°C),353 CFM | 84219900 | 0 | NOS | 0 | 0 | RAW | 18 | 0 | YES | YES |  | NO |  | 14-APR-2025 12:52:29PM | [26 empty] | E1002 : Pradeep Sati
Filter | Filter Element |  | FIL200 | Filter Element,FT-G058 Z,0.01 Micron,,6000-8000 Hr,60 Barg,(1°C - 80°C) | 84219900 | 0 | NOS | 2400 | 0 | RAW | 18 | 0 | YES | YES |  | NO |  | 01-SEP-2025 4:52:05PM | [26 empty] | E1002 : Pradeep Sati | 28-MAR-2026 5:04:37PM | H1155 : Raushan Kumar
Filter | Filter Element |  | FIL201 | Filter Element,FT-G058 C,0.003 mg/m3,,6000-8000 Hr,60 Barg,(1°C - 80°C) | 84219900 | 0 | NOS | 2400 | 0 | RAW | 18 | 0 | YES | YES |  | NO |  | 01-SEP-2025 4:52:05PM | [26 empty] | E1002 : Pradeep Sati | 28-MAR-2026 5:04:37PM | H1155 : Raushan Kumar
Filter | Filter Element |  | FIL202 | Filter Element,FT-CWC XP,0.01 Micron,,6000-8000 Hr,60 Barg,(1°C - 80°C) | 84219900 | 0 | NOS | 0 | 0 | RAW | 18 | 0 | YES | YES |  | NO |  | 03-OCT-2025 7:35:37PM | [26 empty] | E1002 : Pradeep Sati
Filter | Filter Drain |  | FIL203 | Filter Drain,Transparent,Housing,1/2",,, | 84819090 | 0 | NOS | 0 | 0 | RAW | 18 | 0 | YES | YES |  | NO |  | 17-NOV-2025 4:17:02PM | [26 empty] | E1002 : Pradeep Sati
Filter | Air Line Filter |  | FIL204 | Air Line Filter,With Element,3",FT-G018-ZP,1 Micron,Chromed Plated Aluminum,16 Barg,(1°C - 80°C),132 | 84219900 | 0 | NOS | 38000 | 0 | RAW | 18 | 0 | YES | YES |  | NO |  | 08-JAN-2026 4:47:30PM | [26 empty] | E1002 : Pradeep Sati | 13-AUG-2026 5:14:15PM | H1155 : Raushan Kumar
Filter | Air Line Filter |  | FIL205 | Air Line Filter,With Element,3",FT-G018-XP,0.01 Micron,Chromed Plated Aluminum,16 Barg,(1°C - 80°C), | 84219900 | 0 | NOS | 38000 | 0 | RAW | 18 | 0 | YES | YES |  | NO |  | 08-JAN-2026 4:47:30PM | [26 empty] | E1002 : Pradeep Sati | 29-JUN-2026 1:55:35PM | H1155 : Raushan Kumar
Filter | Air Line Filter |  | FIL206 | Air Line Filter,With Element,3",FT-G018-C,0.003 mg/m3,Chromed Plated Aluminum,16 Barg,(1°C - 80°C),1 | 84219900 | 0 | NOS | 38000 | 0 | RAW | 18 | 0 | YES | YES |  | NO |  | 08-JAN-2026 4:47:30PM | [26 empty] | E1002 : Pradeep Sati | 29-JUN-2026 1:55:35PM | H1155 : Raushan Kumar
Filter | Filter Element |  | FIL207 | Filter Element,FT-G018- (EZ 3075) ZP,1 Micron,,6000-8000 Hr,60 Barg,(1°C - 80°C) | 84219900 | 0 | NOS | 9200 | 0 | RAW | 18 | 0 | YES | YES |  | NO |  | 08-JAN-2026 4:47:30PM | [26 empty] | E1002 : Pradeep Sati | 10-JUL-2026 12:17:18PM | H1155 : Raushan Kumar
Filter | Filter Element |  | FIL208 | Filter Element,FT-G018- (EZ 3075) XP,0.01 Micron,,6000-8000 Hr,60 Barg,(1°C - 80°C) | 84219900 | 0 | NOS | 9200 | 0 | RAW | 18 | 0 | YES | YES |  | NO |  | 08-JAN-2026 4:47:30PM | [26 empty] | E1002 : Pradeep Sati | 10-JUL-2026 12:17:18PM | H1155 : Raushan Kumar
Filter | Filter Element |  | FIL209 | Filter Element,FT-G018- (EZ 3075) C,0.003 mg/m3,,6000-8000 Hr,60 Barg,(1°C - 80°C) | 84219900 | 0 | NOS | 9200 | 0 | RAW | 18 | 0 | YES | YES |  | NO |  | 08-JAN-2026 4:47:30PM | [26 empty] | E1002 : Pradeep Sati | 10-JUL-2026 12:17:18PM | H1155 : Raushan Kumar
Filter | Air Line Filter |  | FIL21 | Air Line Filter,With Element,2",Yuka-YF 090 ACS,0.003 Mg/m3,Aluminum,16 Barg,(1°C - 80°C),353 CFM | 84219900 | 0 | NOS | 0 | 0 | RAW | 18 | 0 | YES | YES |  | NO |  | 14-APR-2025 12:52:29PM | [26 empty] | E1002 : Pradeep Sati
Filter | Filter Element |  | FIL210 | Filter Element,FT- EL025-AO,1 Micron,,6000-8000 Hr,60 Barg,(1°C - 80°C) | 84219900 | 0 | NOS | 0 | 0 | RAW | 18 | 0 | YES | YES |  | NO |  | 30-JAN-2026 4:58:38PM | [26 empty] | E1002 : Pradeep Sati
Filter | Filter Element |  | FIL211 | Filter Element,FT- EL025-AA,0.01 Micron,,6000-8000 Hr,60 Barg,(1°C - 80°C) | 84219900 | 0 | NOS | 0 | 0 | RAW | 18 | 0 | YES | YES |  | NO |  | 30-JAN-2026 4:58:38PM | [26 empty] | E1002 : Pradeep Sati
Filter | Filter Element |  | FIL212 | Filter Element,FT- EL025-ACS,0.003 mg/m3,,6000-8000 Hr,60 Barg,(1°C - 80°C) | 84219900 | 0 | NOS | 0 | 0 | RAW | 18 | 0 | YES | YES |  | NO |  | 30-JAN-2026 4:58:38PM | [26 empty] | E1002 : Pradeep Sati
Filter | Filter Element |  | FIL213 | Filter Element,50075 S,, Ideal MakinA,,, | 30049099 | 0 | NOS | 5500 | 0 | RAW | 18 | 0 | YES | YES |  | NO |  | 16-MAR-2026 4:38:51PM | [26 empty] | E1002 : Pradeep Sati | 31-MAR-2026 12:08:46PM | H1155 : Raushan Kumar
Filter | Filter Element |  | FIL214 | Filter Element,50075 A,, Ideal MakinA,,, | 30049099 | 0 | NOS | 5500 | 0 | RAW | 18 | 0 | YES | YES |  | NO |  | 16-MAR-2026 4:38:51PM | [26 empty] | E1002 : Pradeep Sati | 31-MAR-2026 12:08:46PM | H1155 : Raushan Kumar
Filter | Filter Element |  | FIL215 | Filter Element,50075 R,, Ideal MakinA,,, | 30049099 | 0 | NOS | 5500 | 0 | RAW | 18 | 0 | YES | YES |  | NO |  | 16-MAR-2026 4:38:51PM | [26 empty] | E1002 : Pradeep Sati | 31-MAR-2026 12:08:46PM | H1155 : Raushan Kumar
Filter | Air Line Filter |  | FIL216 | Air Line Filter,With Element,1",FT-G-11/40 XP,0.01 Micron,Chromed Plated Aluminum,40 Barg,(1°C - 80° | 84219900 | 0 | NOS | 12000 | 0 | RAW | 18 | 0 | YES | YES |  | NO |  | 17-MAR-2026 5:09:53PM | [26 empty] | E1002 : Pradeep Sati | 21-JUL-2026 10:51:38AM | H1155 : Raushan Kumar
Filter | Filter Drain |  | FIL217 | Filter Drain,Manul Nozzle-SS,,1/8",,0-10 Bar, | 8421 | 2 | NOS | 1150 | 0 | RAW | 18 | 0 | YES | YES |  | NO |  | 24-APR-2026 6:28:21PM | [26 empty] | E1002 : Pradeep Sati | 15-MAY-2026 10:13:04AM | H1155 : Raushan Kumar
Filter | Filter Element |  | FIL218 | Filter Element,FT- ELFA 040-AO,1 Micron,,6000-8000 Hr,60 Barg,(1°C - 80°C) | 30049099 | 0 | NOS | 0 | 0 | RAW | 18 | 0 | YES | YES |  | NO |  | 07-MAY-2026 5:29:24PM | [26 empty] | E1002 : Pradeep Sati
Filter | Filter Element |  | FIL219 | Filter Element,FT- ELFA 040-AA,0.01 Micron,,6000-8000 Hr,60 Barg,(1°C - 80°C) | 30049099 | 0 | NOS | 0 | 0 | RAW | 18 | 0 | YES | YES |  | NO |  | 07-MAY-2026 5:29:24PM | [26 empty] | E1002 : Pradeep Sati
Filter | Air Line Filter |  | FIL22 | Air Line Filter,With Element,2.5",Yuka-YF 120 AO,1 Micron,Aluminum,16 Barg,(1°C - 80°C),671 CFM | 84219900 | 0 | NOS | 0 | 0 | RAW | 18 | 0 | YES | YES |  | NO |  | 14-APR-2025 12:52:29PM | [26 empty] | E1002 : Pradeep Sati | 27-APR-2026 9:40:56AM | H1155 : Raushan Kumar
Filter | Filter Element |  | FIL220 | Filter Element,FT- ELFA 040-ACS,0.003 mg/m3,,6000-8000 Hr,60 Barg,(1°C - 80°C) | 30049099 | 0 | NOS | 0 | 0 | RAW | 18 | 0 | YES | YES |  | NO |  | 07-MAY-2026 5:29:24PM | [26 empty] | E1002 : Pradeep Sati
Filter | Air Line Filter |  | FIL221 | Air Line Filter,With Element,2",FT-G 014-ZP,1 Micron,Chromed Plated Aluminum,16 Barg,(1°C - 80°C),61 | 84219900 | 0 | NOS | 23500 | 0 | RAW | 18 | 0 | YES | YES |  | NO |  | 28-MAY-2026 5:06:34PM | [26 empty] | E1002 : Pradeep Sati | 04-JUN-2026 12:08:59PM | H1155 : Raushan Kumar
Filter | Air Line Filter |  | FIL222 | Air Line Filter,With Element,2",FT-G 014-XP,0.01 Micron,Chromed Plated Aluminum,16 Barg,(1°C - 80°C) | 84219900 | 0 | NOS | 23500 | 0 | RAW | 18 | 0 | YES | YES |  | NO |  | 28-MAY-2026 5:06:34PM | [26 empty] | E1002 : Pradeep Sati | 04-JUN-2026 12:08:59PM | H1155 : Raushan Kumar
Filter | Air Line Filter |  | FIL223 | Air Line Filter,With Element,2",FT-G 014-C,0.003 mg/m3,Chromed Plated Aluminum,16 Barg,(1°C - 80°C), | 84219900 | 0 | NOS | 23500 | 0 | RAW | 18 | 0 | YES | YES |  | NO |  | 28-MAY-2026 5:06:34PM | [26 empty] | E1002 : Pradeep Sati | 04-JUN-2026 12:08:59PM | H1155 : Raushan Kumar
Filter | Filter Element |  | FIL224 | Filter Element,SFPL-OD-5.11 Inch x L-21 Inch,,,6000-8000 Hr,16 Barg,(1°C - 80°C) | 84213990 | 0 | NOS | 18500 | 0 | RAW | 18 | 0 | YES | YES |  | NO |  | 01-JUL-2026 4:02:36PM | [26 empty] | E1002 : Pradeep Sati | 09-JUL-2026 12:02:19PM | H1155 : Raushan Kumar
Filter | Filter Element |  | FIL225 | Filter Element,SFPL-OD-2.90 Inch x L-8.8 Inch,,,6000-8000 Hr,16 Barg,(1°C - 80°C) | 84213990 | 0 | NOS | 9250 | 0 | RAW | 18 | 0 | YES | YES |  | NO |  | 01-JUL-2026 4:02:36PM | [26 empty] | E1002 : Pradeep Sati | 09-JUL-2026 12:02:20PM | H1155 : Raushan Kumar
Filter | Filter Element |  | FIL226 | Filter Element,SFPL-OD-2.5 Inch x L-6.96 Inch,,,6000-8000 Hr,16 Barg,(1°C - 80°C) | 84213990 | 0 | NOS | 6850 | 0 | RAW | 18 | 0 | YES | YES |  | NO |  | 01-JUL-2026 4:02:36PM | [26 empty] | E1002 : Pradeep Sati | 09-JUL-2026 12:02:20PM | H1155 : Raushan Kumar
Filter | Air Line Filter |  | FIL227 | Air Line Filter,With Element,2.5",FT- G 017-ZP,1 Micron,Chromed Plated Aluminum,16 Barg,(1°C - 80°C) | 84219900 | 0 | NOS | 38000 | 0 | RAW | 18 | 0 | YES | YES |  | NO |  | 27-JUL-2026 5:02:13PM | [26 empty] | E1002 : Pradeep Sati | 11-AUG-2026 11:46:26AM | H1155 : Raushan Kumar
Filter | Air Line Filter |  | FIL228 | Air Line Filter,With Element,2.5",FT- G 017-XP,0.01 Micron,Chromed Plated Aluminum,16 Barg,(1°C - 80 | 84219900 | 0 | NOS | 38000 | 0 | RAW | 18 | 0 | YES | YES |  | NO |  | 27-JUL-2026 5:02:13PM | [26 empty] | E1002 : Pradeep Sati | 11-AUG-2026 11:46:26AM | H1155 : Raushan Kumar
Filter | Air Line Filter |  | FIL229 | Air Line Filter,With Element,2.5",FT- G 017-C,0.003 Mg/m3,Chromed Plated Aluminum,16 Barg,(1°C - 80° | 84219900 | 0 | NOS | 38000 | 0 | RAW | 18 | 0 | YES | YES |  | NO |  | 27-JUL-2026 5:02:13PM | [26 empty] | E1002 : Pradeep Sati | 11-AUG-2026 11:46:26AM | H1155 : Raushan Kumar
Filter | Air Line Filter |  | FIL23 | Air Line Filter,With Element,2.5",Yuka-YF 120 AA,0.01 Micron,Aluminum,16 Barg,(1°C - 80°C),671 CFM | 84219900 | 4 | NOS | 0 | 0 | RAW | 18 | 0 | YES | YES |  | NO |  | 14-APR-2025 12:52:29PM | [26 empty] | E1002 : Pradeep Sati | 27-APR-2026 9:41:34AM | H1155 : Raushan Kumar
Filter | Filter Element |  | FIL230 | Filter Element,FT- ELFA 120 AO,1 micron,6000-8000 Hr,,16 Barg,(1°C - 80°C) | 84219900 | 0 | NOS | 9200 | 0 | RAW | 18 | 0 | YES | YES |  | NO |  | 17-AUG-2026 6:16:39PM | [26 empty] | E1002 : Pradeep Sati | 01-SEP-2026 11:26:59AM | H1155 : Raushan Kumar
Filter | Filter Element |  | FIL231 | Filter Element,FT- ELFA 120 AA,01 micron,6000-8000 Hr,,16 Barg,1C - 80C | 84219900 | 0 | NOS | 9200 | 0 | RAW | 18 | 0 | YES | YES |  | NO |  | 17-AUG-2026 6:16:39PM | [26 empty] | E1002 : Pradeep Sati | 31-AUG-2026 3:11:25PM | H1155 : Raushan Kumar
Filter | Filter Element |  | FIL232 | Filter Element,FT- ELFA 120 ACS,0.003 Mg/m3,6000-8000 Hr,,16 Barg,(1°C - 80°C) | 84219900 | 0 | NOS | 9200 | 0 | RAW | 18 | 0 | YES | YES |  | NO |  | 17-AUG-2026 6:16:39PM | [26 empty] | E1002 : Pradeep Sati | 31-AUG-2026 3:11:25PM | H1155 : Raushan Kumar
Filter | Air Line Filter |  | FIL24 | Air Line Filter,With Element,2.5",Yuka-YF 120 ACS,0.003 Mg/m3,Aluminum,16 Barg,(1°C - 80°C),671 CFM | 84219900 | 7 | NOS | 0 | 0 | RAW | 18 | 0 | YES | YES |  | NO |  | 14-APR-2025 12:52:29PM | [26 empty] | E1002 : Pradeep Sati | 28-NOV-2025 12:19:09PM | H1155 : Raushan Kumar
Filter | Air Line Filter |  | FIL25 | Air Line Filter,With Element,1/2",Yuka-YF 010 AAR,0.01 Micron,Aluminum,16 Barg,(1°C - 80°C),35 CFM | 84219900 | 1 | NOS | 7350 | 0 | RAW | 18 | 0 | YES | YES |  | NO |  | 14-APR-2025 12:52:29PM | [26 empty] | E1002 : Pradeep Sati | 03-SEP-2026 12:00:57PM | H1155 : Raushan Kumar
Filter | Air Line Filter |  | FIL26 | Air Line Filter,Without Element,1/2",Yuka-YD 017 AO,,Aluminum,16 Barg,(1°C - 80°C),35 CFM | 84219900 | 0 | NOS | 0 | 0 | RAW | 18 | 0 | YES | YES |  | NO |  | 14-APR-2025 12:52:29PM | [26 empty] | E1002 : Pradeep Sati
Filter | Air Line Filter |  | FIL27 | Air Line Filter,Without Element,1/2",Yuka-YD 017 AA,,Aluminum,16 Barg,(1°C - 80°C),35 CFM | 84219900 | 0 | NOS | 0 | 0 | RAW | 18 | 0 | YES | YES |  | NO |  | 14-APR-2025 12:52:29PM | [26 empty] | E1002 : Pradeep Sati
Filter | Air Line Filter |  | FIL28 | Air Line Filter,Without Element,1/2",Yuka-YD 017 ACS,,Aluminum,16 Barg,(1°C - 80°C),35 CFM | 84219900 | 0 | NOS | 0 | 0 | RAW | 18 | 0 | YES | YES |  | NO |  | 14-APR-2025 12:52:30PM | [26 empty] | E1002 : Pradeep Sati
Filter | Air Line Filter |  | FIL29 | Air Line Filter,Without Element,3/4",Yuka-YD 058 AO,,Aluminum,16 Barg,(1°C - 80°C),99 CFM | 84219900 | 0 | NOS | 0 | 0 | RAW | 18 | 0 | YES | YES |  | NO |  | 14-APR-2025 12:52:30PM | [26 empty] | E1002 : Pradeep Sati
Filter | Air Line Filter |  | FIL3 | Air Line Filter,With Element,1/2",Yuka-YD 017 ACS,0.003 Mg/m3,Aluminum,16 Barg,(1°C - 80°C),35 CFM | 84219900 | 0 | NOS | 0 | 0 | RAW | 18 | 0 | YES | YES |  | NO |  | 14-APR-2025 12:52:29PM | [26 empty] | E1002 : Pradeep Sati
Filter | Air Line Filter |  | FIL30 | Air Line Filter,Without Element,3/4",Yuka-YD 058 AA,,Aluminum,16 Barg,(1°C - 80°C),99 CFM | 84219900 | 0 | NOS | 0 | 0 | RAW | 18 | 0 | YES | YES |  | NO |  | 14-APR-2025 12:52:30PM | [26 empty] | E1002 : Pradeep Sati
Filter | Air Line Filter |  | FIL31 | Air Line Filter,Without Element,3/4",Yuka-YD 058 ACS,,Aluminum,16 Barg,(1°C - 80°C),99 CFM | 84219900 | 0 | NOS | 0 | 0 | RAW | 18 | 0 | YES | YES |  | NO |  | 14-APR-2025 12:52:30PM | [26 empty] | E1002 : Pradeep Sati
Filter | Air Line Filter |  | FIL32 | Air Line Filter,Without Element,1.5",Yuka-YD 145 AO,,Aluminum,16 Barg,(1°C - 80°C),254 CFM | 84219900 | 0 | NOS | 0 | 0 | RAW | 18 | 0 | YES | YES |  | NO |  | 14-APR-2025 12:52:30PM | [26 empty] | E1002 : Pradeep Sati
Filter | Air Line Filter |  | FIL33 | Air Line Filter,Without Element,1.5",Yuka-YD 145 AA,,Aluminum,16 Barg,(1°C - 80°C),254 CFM | 84219900 | 0 | NOS | 0 | 0 | RAW | 18 | 0 | YES | YES |  | NO |  | 14-APR-2025 12:52:30PM | [26 empty] | E1002 : Pradeep Sati
Filter | Air Line Filter |  | FIL34 | Air Line Filter,Without Element,1.5",Yuka-YD 145 ACS,,Aluminum,16 Barg,(1°C - 80°C),254 CFM | 84219900 | 0 | NOS | 0 | 0 | RAW | 18 | 0 | YES | YES |  | NO |  | 14-APR-2025 12:52:30PM | [26 empty] | E1002 : Pradeep Sati
Filter | Air Line Filter |  | FIL35 | Air Line Filter,Without Element,2",Yuka-YD 220 AO,,Aluminum,16 Barg,(1°C - 80°C),424 CFM | 84219900 | 0 | NOS | 0 | 0 | RAW | 18 | 0 | YES | YES |  | NO |  | 14-APR-2025 12:52:30PM | [26 empty] | E1002 : Pradeep Sati
Filter | Air Line Filter |  | FIL36 | Air Line Filter,Without Element,2",Yuka-YD 220 AA,,Aluminum,16 Barg,(1°C - 80°C),424 CFM | 84219900 | 0 | NOS | 0 | 0 | RAW | 18 | 0 | YES | YES |  | NO |  | 14-APR-2025 12:52:30PM | [26 empty] | E1002 : Pradeep Sati
Filter | Air Line Filter |  | FIL37 | Air Line Filter,Without Element,2",Yuka-YD 220 ACS,,Aluminum,16 Barg,(1°C - 80°C),424 CFM | 84219900 | 0 | NOS | 0 | 0 | RAW | 18 | 0 | YES | YES |  | NO |  | 14-APR-2025 12:52:30PM | [26 empty] | E1002 : Pradeep Sati
Filter | Air Line Filter |  | FIL38 | Air Line Filter,Without Element,1",Yuka-YF 070 AA,,Aluminum,16 Barg,(1°C - 80°C),303 CFM | 84219900 | 0 | NOS | 0 | 0 | RAW | 18 | 0 | YES | YES |  | NO |  | 14-APR-2025 12:52:30PM | [26 empty] | E1002 : Pradeep Sati
Filter | Air Line Filter |  | FIL39 | Air Line Filter,Without Element,1",Yuka-YF 070 AO,,Aluminum,16 Barg,(1°C - 80°C),303 CFM | 84219900 | 1 | NOS | 7085 | 0 | RAW | 18 | 0 | YES | YES |  | NO |  | 14-APR-2025 12:52:30PM | [26 empty] | E1002 : Pradeep Sati | 03-DEC-2025 9:42:14AM | E1107 : Abhishek Mishra
Filter | Air Line Filter |  | FIL4 | Air Line Filter,With Element,3/4",Yuka-YD 058 AO,1 Micron,Aluminum,16 Barg,(1°C - 80°C),99 CFM | 84219900 | 0 | NOS | 0 | 0 | RAW | 18 | 0 | YES | YES |  | NO |  | 14-APR-2025 12:52:29PM | [26 empty] | E1002 : Pradeep Sati
Filter | Air Line Filter |  | FIL40 | Air Line Filter,Without Element,1",Yuka-YF 070 ACS,,Aluminum,16 Barg,(1°C - 80°C),303 CFM | 84219900 | 0 | NOS | 0 | 0 | RAW | 18 | 0 | YES | YES |  | NO |  | 14-APR-2025 12:52:30PM | [26 empty] | E1002 : Pradeep Sati
Filter | Air Line Filter |  | FIL41 | Air Line Filter,Without Element,1",Yuka-YF 080 AO,,Aluminum,16 Barg,(1°C - 80°C),303 CFM | 84219900 | 0 | NOS | 0 | 0 | RAW | 18 | 0 | YES | YES |  | NO |  | 14-APR-2025 12:52:30PM | [26 empty] | E1002 : Pradeep Sati
Filter | Air Line Filter |  | FIL42 | Air Line Filter,Without Element,1",Yuka-YF 080 AA,,Aluminum,16 Barg,(1°C - 80°C),303 CFM | 84219900 | 0 | NOS | 0 | 0 | RAW | 18 | 0 | YES | YES |  | NO |  | 14-APR-2025 12:52:30PM | [26 empty] | E1002 : Pradeep Sati
Filter | Air Line Filter |  | FIL43 | Air Line Filter,Without Element,1",Yuka-YF 080 ACS,,Aluminum,16 Barg,(1°C - 80°C),303 CFM | 84219900 | 0 | NOS | 0 | 0 | RAW | 18 | 0 | YES | YES |  | NO |  | 14-APR-2025 12:52:30PM | [26 empty] | E1002 : Pradeep Sati
Filter | Air Line Filter |  | FIL44 | Air Line Filter,Without Element,2",Yuka-YF 090 AO,,Aluminum,16 Barg,(1°C - 80°C),353 CFM | 84219900 | 0 | NOS | 0 | 0 | RAW | 18 | 0 | YES | YES |  | NO |  | 14-APR-2025 12:52:30PM | [26 empty] | E1002 : Pradeep Sati
Filter | Air Line Filter |  | FIL45 | Air Line Filter,Without Element,2",Yuka-YF 090 AA,,Aluminum,16 Barg,(1°C - 80°C),353 CFM | 84219900 | 0 | NOS | 0 | 0 | RAW | 18 | 0 | YES | YES |  | NO |  | 14-APR-2025 12:52:30PM | [26 empty] | E1002 : Pradeep Sati
Filter | Air Line Filter |  | FIL46 | Air Line Filter,Without Element,2",Yuka-YF 090 ACS,,Aluminum,16 Barg,(1°C - 80°C),353 CFM | 84219900 | 0 | NOS | 0 | 0 | RAW | 18 | 0 | YES | YES |  | NO |  | 14-APR-2025 12:52:30PM | [26 empty] | E1002 : Pradeep Sati
Filter | Air Line Filter |  | FIL47 | Air Line Filter,Without Element,2.5",Yuka-YF 120 AO,,Aluminum,16 Barg,(1°C - 80°C),671 CFM | 84219900 | 0 | NOS | 0 | 0 | RAW | 18 | 0 | YES | YES |  | NO |  | 14-APR-2025 12:52:30PM | [26 empty] | E1002 : Pradeep Sati
Filter | Air Line Filter |  | FIL48 | Air Line Filter,Without Element,2.5",Yuka-YF 120 AA,,Aluminum,16 Barg,(1°C - 80°C),671 CFM | 84219900 | 0 | NOS | 0 | 0 | RAW | 18 | 0 | YES | YES |  | NO |  | 14-APR-2025 12:52:30PM | [26 empty] | E1002 : Pradeep Sati
Filter | Air Line Filter |  | FIL49 | Air Line Filter,Without Element,2.5",Yuka-YF 120 ACS,,Aluminum,16 Barg,(1°C - 80°C),671 CFM | 84219900 | 0 | NOS | 0 | 0 | RAW | 18 | 0 | YES | YES |  | NO |  | 14-APR-2025 12:52:30PM | [26 empty] | E1002 : Pradeep Sati
Filter | Air Line Filter |  | FIL5 | Air Line Filter,With Element,3/4",Yuka-YD 058 AA,0.01 Micron,Aluminum,16 Barg,(1°C - 80°C),99 CFM | 84219900 | 0 | NOS | 0 | 0 | RAW | 18 | 0 | YES | YES |  | NO |  | 14-APR-2025 12:52:29PM | [26 empty] | E1002 : Pradeep Sati
Filter | Air Line Filter |  | FIL50 | Air Line Filter,Without Element,1/2",Yuka-YF 010 AAR,,Aluminum,16 Barg,(1°C - 80°C),35 CFM | 84219900 | 0 | NOS | 0 | 0 | RAW | 18 | 0 | YES | YES |  | NO |  | 14-APR-2025 12:52:30PM | [26 empty] | E1002 : Pradeep Sati
Filter | Air Line Filter |  | FIL51 | Air Line Filter,,1/2",Yuka-FWS 010,,Aluminum,16 Barg,(1°C - 80°C),35 CFM | 84219900 | 0 | NOS | 0 | 0 | RAW | 18 | 0 | YES | YES |  | NO |  | 14-APR-2025 12:52:30PM | [26 empty] | E1002 : Pradeep Sati
Filter | Air Line Filter |  | FIL52 | Air Line Filter,,3/4",Yuka-FWS 020,,Aluminum,16 Barg,(1°C - 80°C),99 CFM | 84219900 | 0 | NOS | 0 | 0 | RAW | 18 | 0 | YES | YES |  | NO |  | 14-APR-2025 12:52:30PM | [26 empty] | E1002 : Pradeep Sati
Filter | Cyclone Water Separator |  | FIL53 | Cyclone Water Separator,,1",Yuka-FWS 050,,Aluminum,16 Barg,(1°C - 80°C),303 CFM |  | 0 | NOS | 0 | 0 | RAW | 18 | 0 | YES | YES |  | NO |  | 14-APR-2025 12:52:30PM | [26 empty] | E1002 : Pradeep Sati | 05-JUN-2025 5:03:06PM | E1002 : Pradeep Sati
Filter | Cyclone Water Separator |  | FIL54 | Cyclone Water Separator,,1",Yuka-FWS 060,,Aluminum,16 Barg,(1°C - 80°C),303 CFM |  | 0 | NOS | 0 | 0 | RAW | 18 | 0 | YES | YES |  | NO |  | 14-APR-2025 12:52:30PM | [26 empty] | E1002 : Pradeep Sati
Filter | Cyclone Water Separator |  | FIL55 | Cyclone Water Separator,,1.5",Yuka-FWS 070,,Aluminum,16 Barg,(1°C - 80°C),254 CFM |  | 0 | NOS | 0 | 0 | RAW | 18 | 0 | YES | YES |  | NO |  | 14-APR-2025 12:52:30PM | [26 empty] | E1002 : Pradeep Sati
Filter | Cyclone Water Separator |  | FIL56 | Cyclone Water Separator,,2",Yuka-WS 200,,Aluminum,16 Barg,(1°C - 80°C),353 CFM |  | 6 | NOS | 0 | 0 | RAW | 18 | 0 | YES | YES |  | NO |  | 14-APR-2025 12:52:30PM | [26 empty] | E1002 : Pradeep Sati | 17-NOV-2025 5:52:25PM | E1002 : Pradeep Sati
Filter | Air Line Filter |  | FIL57 | Air Line Filter,With Element,1/2",FT- G 07-ZP,1 Micron,Chromed Plated Aluminum,16 Barg,(1°C - 80°C), | 84219900 | 0 | NOS | 7200 | 0 | RAW | 18 | 0 | YES | YES |  | NO |  | 14-APR-2025 12:52:30PM | [26 empty] | E1002 : Pradeep Sati | 07-AUG-2026 5:24:22PM | H1155 : Raushan Kumar
Filter | Air Line Filter |  | FIL58 | Air Line Filter,With Element,1/2",FT- G 07-XP,0.01 Micron,Chromed Plated Aluminum,16 Barg,(1°C - 80° | 84219900 | 0 | NOS | 7200 | 0 | RAW | 18 | 0 | YES | YES |  | NO |  | 14-APR-2025 12:52:30PM | [26 empty] | E1002 : Pradeep Sati | 07-AUG-2026 5:24:23PM | H1155 : Raushan Kumar
Filter | Air Line Filter |  | FIL59 | Air Line Filter,With Element,1/2",FT- G 07-C,0.003 Mg/m3,Chromed Plated Aluminum,16 Barg,(1°C - 80°C | 84219900 | 1 | NOS | 7200 | 0 | RAW | 18 | 0 | YES | YES |  | NO |  | 14-APR-2025 12:52:30PM | [26 empty] | E1002 : Pradeep Sati | 03-SEP-2026 12:00:57PM | H1155 : Raushan Kumar
Filter | Air Line Filter |  | FIL6 | Air Line Filter,With Element,3/4",Yuka-YD 058 ACS,0.003 Mg/m3,Aluminum,16 Barg,(1°C - 80°C),99 CFM | 84219900 | 0 | NOS | 0 | 0 | RAW | 18 | 0 | YES | YES |  | NO |  | 14-APR-2025 12:52:29PM | [26 empty] | E1002 : Pradeep Sati
Filter | Air Line Filter |  | FIL60 | Air Line Filter,With Element,3/4",FT- G 09-ZP,1 Micron,Chromed Plated Aluminum,16 Barg,(1°C - 80°C), | 84219900 | 0 | NOS | 7000 | 0 | RAW | 18 | 0 | YES | YES |  | NO |  | 14-APR-2025 12:52:30PM | [26 empty] | E1002 : Pradeep Sati
Filter | Air Line Filter |  | FIL61 | Air Line Filter,With Element,3/4",FT- G 09-XP,0.01 Micron,Chromed Plated Aluminum,16 Barg,(1°C - 80° | 84219900 | 0 | NOS | 7000 | 0 | RAW | 18 | 0 | YES | YES |  | NO |  | 14-APR-2025 12:52:30PM | [26 empty] | E1002 : Pradeep Sati
Filter | Air Line Filter |  | FIL62 | Air Line Filter,With Element,3/4",FT- G 09-C,0.003 Mg/m3,Chromed Plated Aluminum,16 Barg,(1°C - 80°C | 84219900 | 0 | NOS | 7000 | 0 | RAW | 18 | 0 | YES | YES |  | NO |  | 14-APR-2025 12:52:30PM | [26 empty] | E1002 : Pradeep Sati
Filter | Air Line Filter |  | FIL63 | Air Line Filter,With Element,1",FT- G 011-ZP,1 Micron,Chromed Plated Aluminum,16 Barg,(1°C - 80°C),2 | 84219900 | 2 | NOS | 8000 | 0 | RAW | 18 | 0 | YES | YES |  | NO |  | 14-APR-2025 12:52:30PM | [26 empty] | E1002 : Pradeep Sati | 09-SEP-2026 4:58:36PM | H1155 : Raushan Kumar
Filter | Air Line Filter |  | FIL64 | Air Line Filter,With Element,1",FT- G 011-XP,0.01 Micron,Chromed Plated Aluminum,16 Barg,(1°C - 80°C | 84219900 | 0 | NOS | 8000 | 0 | RAW | 18 | 0 | YES | YES |  | NO |  | 14-APR-2025 12:52:30PM | [26 empty] | E1002 : Pradeep Sati | 09-SEP-2026 4:58:36PM | H1155 : Raushan Kumar
Filter | Air Line Filter |  | FIL65 | Air Line Filter,With Element,1",FT- G 011-C,0.003 Mg/m3,Chromed Plated Aluminum,16 Barg,(1°C - 80°C) | 84219900 | 0 | NOS | 8000 | 0 | RAW | 18 | 0 | YES | YES |  | NO |  | 14-APR-2025 12:52:30PM | [26 empty] | E1002 : Pradeep Sati | 09-SEP-2026 4:58:36PM | H1155 : Raushan Kumar
Filter | Air Line Filter |  | FIL66 | Air Line Filter,With Element,1.5",FT- G 012-ZP,1 Micron,Chromed Plated Aluminum,16 Barg,(1°C - 80°C) | 84219900 | 0 | NOS | 10000 | 0 | RAW | 18 | 0 | YES | YES |  | NO |  | 14-APR-2025 12:52:30PM | [26 empty] | E1002 : Pradeep Sati | 24-AUG-2026 11:02:36AM | H1155 : Raushan Kumar
Filter | Air Line Filter |  | FIL67 | Air Line Filter,With Element,1.5",FT- G 012-XP,0.01 Micron,Chromed Plated Aluminum,16 Barg,(1°C - 80 | 84219900 | 0 | NOS | 10000 | 0 | RAW | 18 | 0 | YES | YES |  | NO |  | 14-APR-2025 12:52:30PM | [26 empty] | E1002 : Pradeep Sati | 07-AUG-2026 5:31:48PM | H1155 : Raushan Kumar
Filter | Air Line Filter |  | FIL68 | Air Line Filter,With Element,1.5",FT- G 012-C,0.003 Mg/m3,Chromed Plated Aluminum,16 Barg,(1°C - 80° | 84219900 | 0 | NOS | 10000 | 0 | RAW | 18 | 0 | YES | YES |  | NO |  | 14-APR-2025 12:52:30PM | [26 empty] | E1002 : Pradeep Sati | 07-AUG-2026 5:31:48PM | H1155 : Raushan Kumar
Filter | Air Line Filter |  | FIL69 | Air Line Filter,Without Element,1/2",FT- G 07-ZP,,Chromed Plated Aluminum,16 Barg,(1°C - 80°C),70 CF | 84219900 | 0 | NOS | 0 | 0 | RAW | 18 | 0 | YES | YES |  | NO |  | 14-APR-2025 12:52:30PM | [26 empty] | E1002 : Pradeep Sati
Filter | Air Line Filter |  | FIL7 | Air Line Filter,With Element,1.5",Yuka-YD 145 AO,1 Micron,Aluminum,16 Barg,(1°C - 80°C),254 CFM | 84219900 | 0 | NOS | 0 | 0 | RAW | 18 | 0 | YES | YES |  | NO |  | 14-APR-2025 12:52:29PM | [26 empty] | E1002 : Pradeep Sati
Filter | Air Line Filter |  | FIL70 | Air Line Filter,Without Element,1/2",FT- G 07-XP,,Chromed Plated Aluminum,16 Barg,(1°C - 80°C),70 CF | 84219900 | 0 | NOS | 0 | 0 | RAW | 18 | 0 | YES | YES |  | NO |  | 14-APR-2025 12:52:30PM | [26 empty] | E1002 : Pradeep Sati
Filter | Air Line Filter |  | FIL71 | Air Line Filter,Without Element,1/2",FT- G 07-C,,Chromed Plated Aluminum,16 Barg,(1°C - 80°C),70 CFM | 84219900 | 0 | NOS | 0 | 0 | RAW | 18 | 0 | YES | YES |  | NO |  | 14-APR-2025 12:52:30PM | [26 empty] | E1002 : Pradeep Sati
Filter | Air Line Filter |  | FIL72 | Air Line Filter,Without Element,3/4",FT- G 09-ZP,,Chromed Plated Aluminum,16 Barg,(1°C - 80°C),116 C | 84219900 | 0 | NOS | 0 | 0 | RAW | 18 | 0 | YES | YES |  | NO |  | 14-APR-2025 12:52:30PM | [26 empty] | E1002 : Pradeep Sati
Filter | Air Line Filter |  | FIL73 | Air Line Filter,Without Element,3/4",FT- G 09-XP,,Chromed Plated Aluminum,16 Barg,(1°C - 80°C),116 C | 84219900 | 0 | NOS | 0 | 0 | RAW | 18 | 0 | YES | YES |  | NO |  | 14-APR-2025 12:52:30PM | [26 empty] | E1002 : Pradeep Sati
Filter | Air Line Filter |  | FIL74 | Air Line Filter,Without Element,3/4",FT- G 09-C,,Chromed Plated Aluminum,16 Barg,(1°C - 80°C),116 CF | 84219900 | 0 | NOS | 0 | 0 | RAW | 18 | 0 | YES | YES |  | NO |  | 14-APR-2025 12:52:30PM | [26 empty] | E1002 : Pradeep Sati
Filter | Air Line Filter |  | FIL75 | Air Line Filter,Without Element,1",FT- G 011-ZP,,Chromed Plated Aluminum,16 Barg,(1°C - 80°C),201 CF | 84219900 | 0 | NOS | 0 | 0 | RAW | 18 | 0 | YES | YES |  | NO |  | 14-APR-2025 12:52:30PM | [26 empty] | E1002 : Pradeep Sati
Filter | Air Line Filter |  | FIL76 | Air Line Filter,Without Element,1",FT- G 011-XP,,Chromed Plated Aluminum,16 Barg,(1°C - 80°C),201 CF | 84219900 | 0 | NOS | 0 | 0 | RAW | 18 | 0 | YES | YES |  | NO |  | 14-APR-2025 12:52:30PM | [26 empty] | E1002 : Pradeep Sati
Filter | Air Line Filter |  | FIL77 | Air Line Filter,Without Element,1",FT- G 011-C,,Chromed Plated Aluminum,16 Barg,(1°C - 80°C),201 CFM | 84219900 | 0 | NOS | 0 | 0 | RAW | 18 | 0 | YES | YES |  | NO |  | 14-APR-2025 12:52:30PM | [26 empty] | E1002 : Pradeep Sati
Filter | Air Line Filter |  | FIL78 | Air Line Filter,Without Element,1.5",FT- G 012-ZP,,Chromed Plated Aluminum,16 Barg,(1°C - 80°C),318 | 84219900 | 0 | NOS | 0 | 0 | RAW | 18 | 0 | YES | YES |  | NO |  | 14-APR-2025 12:52:30PM | [26 empty] | E1002 : Pradeep Sati
Filter | Air Line Filter |  | FIL79 | Air Line Filter,Without Element,1.5",FT- G 012-XP,,Chromed Plated Aluminum,16 Barg,(1°C - 80°C),318 | 84219900 | 0 | NOS | 0 | 0 | RAW | 18 | 0 | YES | YES |  | NO |  | 14-APR-2025 12:52:30PM | [26 empty] | E1002 : Pradeep Sati
Filter | Air Line Filter |  | FIL8 | Air Line Filter,With Element,1.5",Yuka-YD 145 AA,0.01 Micron,Aluminum,16 Barg,(1°C - 80°C),254 CFM | 84219900 | 0 | NOS | 0 | 0 | RAW | 18 | 0 | YES | YES |  | NO |  | 14-APR-2025 12:52:29PM | [26 empty] | E1002 : Pradeep Sati
Filter | Air Line Filter |  | FIL80 | Air Line Filter,Without Element,1.5",FT- G 012-C,,Chromed Plated Aluminum,16 Barg,(1°C - 80°C),318 C | 84219900 | 0 | NOS | 0 | 0 | RAW | 18 | 0 | YES | YES |  | NO |  | 14-APR-2025 12:52:30PM | [26 empty] | E1002 : Pradeep Sati
Filter | Cyclone Water Separator |  | FIL81 | Cyclone Water Separator,,1/2",FT- G 07-WS,,Chromed Plated Aluminum,16 Barg,(1°C - 80°C),70 CFM |  | 0 | NOS | 0 | 0 | RAW | 18 | 0 | YES | YES |  | NO |  | 14-APR-2025 12:52:30PM | [26 empty] | E1002 : Pradeep Sati
Filter | Cyclone Water Separator |  | FIL82 | Cyclone Water Separator,,3/4",FT- G 09-WS,,Chromed Plated Aluminum,16 Barg,(1°C - 80°C),116 CFM |  | 0 | NOS | 0 | 0 | RAW | 18 | 0 | YES | YES |  | NO |  | 14-APR-2025 12:52:30PM | [26 empty] | E1002 : Pradeep Sati
Filter | Cyclone Water Separator |  | FIL83 | Cyclone Water Separator,,1",FT- G 11-WS,,Chromed Plated Aluminum,16 Barg,(1°C - 80°C),201 CFM |  | 0 | NOS | 8000 | 0 | RAW | 18 | 0 | YES | YES |  | NO |  | 14-APR-2025 12:52:30PM | [26 empty] | E1002 : Pradeep Sati | 17-APR-2026 11:59:20AM | H1155 : Raushan Kumar
Filter | Cyclone Water Separator |  | FIL84 | Cyclone Water Separator,,1.5",FT- G 012-WS,,Chromed Plated Aluminum,16 Barg,(1°C - 80°C),318 CFM |  | 0 | NOS | 10000 | 0 | RAW | 18 | 0 | YES | YES |  | NO |  | 14-APR-2025 12:52:30PM | [26 empty] | E1002 : Pradeep Sati | 04-JUN-2026 12:10:13PM | H1155 : Raushan Kumar
Filter | Filter Element |  | FIL85 | Filter Element,Yuka- LFA 020 AO,1 Micron,6000-8000 Hr,,16 Barg,(1°C - 80°C) | 84219900 | 0 | NOS | 0 | 0 | RAW | 18 | 0 | YES | YES |  | NO |  | 14-APR-2025 12:52:30PM | [26 empty] | E1002 : Pradeep Sati
Filter | Filter Element |  | FIL86 | Filter Element,Yuka- LFA 020 AA,0.01 Micron,6000-8000 Hr,,16 Barg,(1°C - 80°C) | 84219900 | 0 | NOS | 0 | 0 | RAW | 18 | 0 | YES | YES |  | NO |  | 14-APR-2025 12:52:30PM | [26 empty] | E1002 : Pradeep Sati
Filter | Filter Element |  | FIL87 | Filter Element,Yuka- LFA 020 ACS,0.003 Mg/m3,6000-8000 Hr,,16 Barg,(1°C - 80°C) | 84219900 | 0 | NOS | 0 | 0 | RAW | 18 | 0 | YES | YES |  | NO |  | 14-APR-2025 12:52:30PM | [26 empty] | E1002 : Pradeep Sati
Filter | Filter Element |  | FIL88 | Filter Element,Yuka- L 025 AO,1 Micron,6000-8000 Hr,,16 Barg,(1°C - 80°C) | 84219900 | 0 | NOS | 2000 | 0 | RAW | 18 | 0 | YES | YES |  | NO |  | 14-APR-2025 12:52:30PM | [26 empty] | E1002 : Pradeep Sati | 18-JUL-2025 3:37:25PM | H1155 : Raushan Kumar
Filter | Filter Element |  | FIL89 | Filter Element,Yuka- L 025 AA,0.01 Micron,6000-8000 Hr,,16 Barg,(1°C - 80°C) | 84219900 | 0 | NOS | 2000 | 0 | RAW | 18 | 0 | YES | YES |  | NO |  | 14-APR-2025 12:52:30PM | [26 empty] | E1002 : Pradeep Sati | 18-JUL-2025 3:37:25PM | H1155 : Raushan Kumar
Filter | Air Line Filter |  | FIL9 | Air Line Filter,With Element,1.5",Yuka-YD 145 ACS,0.003 Mg/m3,Aluminum,16 Barg,(1°C - 80°C),254 CFM | 84219900 | 0 | NOS | 0 | 0 | RAW | 18 | 0 | YES | YES |  | NO |  | 14-APR-2025 12:52:29PM | [26 empty] | E1002 : Pradeep Sati
Filter | Filter Element |  | FIL90 | Filter Element,Yuka- L 025 ACS,0.003 Mg/m3,6000-8000 Hr,,16 Barg,(1°C - 80°C) | 84219900 | 0 | NOS | 2000 | 0 | RAW | 18 | 0 | YES | YES |  | NO |  | 14-APR-2025 12:52:30PM | [26 empty] | E1002 : Pradeep Sati | 18-JUL-2025 3:37:25PM | H1155 : Raushan Kumar
Filter | Filter Element |  | FIL91 | Filter Element,Yuka- L 030 AO,1 Micron,6000-8000 Hr,,16 Barg,(1°C - 80°C) | 84219900 | 1 | NOS | 1600 | 0 | RAW | 18 | 0 | YES | YES |  | NO |  | 14-APR-2025 12:52:30PM | [26 empty] | E1002 : Pradeep Sati | 17-NOV-2025 5:52:25PM | E1002 : Pradeep Sati
Filter | Filter Element |  | FIL92 | Filter Element,Yuka- L 030 AA,0.01 Micron,6000-8000 Hr,,16 Barg,(1°C - 80°C) | 84219900 | 1 | NOS | 1600 | 0 | RAW | 18 | 0 | YES | YES |  | NO |  | 14-APR-2025 12:52:30PM | [26 empty] | E1002 : Pradeep Sati | 17-NOV-2025 5:52:25PM | E1002 : Pradeep Sati
Filter | Filter Element |  | FIL93 | Filter Element,Yuka- L 030 ACS,0.003 Mg/m3,6000-8000 Hr,,16 Barg,(1°C - 80°C) | 84219900 | 1 | NOS | 1600 | 0 | RAW | 18 | 0 | YES | YES |  | NO |  | 14-APR-2025 12:52:30PM | [26 empty] | E1002 : Pradeep Sati | 17-NOV-2025 5:52:25PM | E1002 : Pradeep Sati
Filter | Filter Element |  | FIL94 | Filter Element,Yuka- L 035 AO,1 Micron,6000-8000 Hr,,16 Barg,(1°C - 80°C) | 84219900 | 0 | NOS | 0 | 0 | RAW | 18 | 0 | YES | YES |  | NO |  | 14-APR-2025 12:52:30PM | [26 empty] | E1002 : Pradeep Sati
Filter | Filter Element |  | FIL95 | Filter Element,Yuka- L 035 AA,0.01 Micron,6000-8000 Hr,,16 Barg,(1°C - 80°C) | 84219900 | 0 | NOS | 0 | 0 | RAW | 18 | 0 | YES | YES |  | NO |  | 14-APR-2025 12:52:30PM | [26 empty] | E1002 : Pradeep Sati
Filter | Filter Element |  | FIL96 | Filter Element,Yuka- L 035 ACS,0.003 Mg/m3,6000-8000 Hr,,16 Barg,(1°C - 80°C) | 84219900 | 0 | NOS | 0 | 0 | RAW | 18 | 0 | YES | YES |  | NO |  | 14-APR-2025 12:52:30PM | [26 empty] | E1002 : Pradeep Sati
Filter | Filter Element |  | FIL97 | Filter Element,Yuka- LFA 060 AO,1 Micron,6000-8000 Hr,,16 Barg,(1°C - 80°C) | 84219900 | 0 | NOS | 0 | 0 | RAW | 18 | 0 | YES | YES |  | NO |  | 14-APR-2025 12:52:30PM | [26 empty] | E1002 : Pradeep Sati
Filter | Filter Element |  | FIL98 | Filter Element,Yuka- LFA 060 AA,0.01 Micron,6000-8000 Hr,,16 Barg,(1°C - 80°C) | 84219900 | 0 | NOS | 0 | 0 | RAW | 18 | 0 | YES | YES |  | NO |  | 14-APR-2025 12:52:30PM | [26 empty] | E1002 : Pradeep Sati
Filter | Filter Element |  | FIL99 | Filter Element,Yuka- LFA 060 ACS,0.003 Mg/m3,6000-8000 Hr,,16 Barg,(1°C - 80°C) | 84219900 | 0 | NOS | 0 | 0 | RAW | 18 | 0 | YES | YES |  | NO |  | 14-APR-2025 12:52:30PM | [26 empty] | E1002 : Pradeep Sati
Fitting Item |  |  | FIT1 | Air Gun (1/2"*12mm) |  | 0 | PCS | 1 | 1 | Part | 18 |  | NO | NO |  | NO |  | 18-SEP-2023 12:21:16PM | [26 empty] | E1117 : Arun Kumar | 21-JAN-2025 10:49:50AM | H1155 : Raushan Kumar
Fitting Item | Line Filter |  | FIT10 | Air filter-G07-1/2 inch |  | 0 | PCS | 7200 | 0 | Part | 18 | 0 | NO | NO |  | NO |  | 28-NOV-2023 12:16:40PM | Model | G07 | Connect | 1/2 Inch | Flow | CFM-70 M3/HR-119 | Max. Oper. Pressur | BAR. G-16 PSI.G-232 | App. Weight | 1.3 | [16 empty] | E1117 : Arun Kumar | 29-NOV-2023 12:51:35PM | E1117 : Arun Kumar
Fitting Item | R 6 Hose |  | FIT100 | Hose R6 530mm 1/2 inch | 73079210 | 0 | PCS | 250 | 0 | Part | 18 |  | NO | NO |  | NO |  | 19-MAR-2024 11:49:37AM | [26 empty] | E1117 : Arun Kumar | 25-JUN-2024 4:49:57PM | H1155 : Raushan Kumar
Fitting Item | Fitting Acce |  | FIT101 | Hydraulic Dowty Seal 1 1/2inch | 73079210 | 100 | PCS | 28 | 0 | Part | 18 |  | NO | NO |  | NO |  | 19-MAR-2024 3:03:28PM | [26 empty] | E1117 : Arun Kumar
Fitting Item | Fitting Acce |  | FIT102 | Hydraulic Dowty Seal 2 inch | 73072910 | 30 | PCS | 36 | 0 | Part | 18 |  | NO | NO |  | NO |  | 19-MAR-2024 3:04:19PM | [26 empty] | E1117 : Arun Kumar
Fitting Item | Fitting Acce |  | FIT103 | ss Hydraulic Tee 1/2 inch | 73079210 | 2 | PCS | 356 | 0 | Part | 18 |  | NO | NO |  | NO |  | 19-MAR-2024 3:16:19PM | [26 empty] | E1117 : Arun Kumar
Fitting Item | SS Fitting |  | FIT104 | SS Elbow 1/2 inch Grade-316- 0-15 Bar | 73079210 | 2 | PCS | 133 | 0 | Part | 18 | 0 | NO | NO |  | NO |  | 26-MAR-2024 11:16:26AM | [26 empty] | E1117 : Arun Kumar | 21-NOV-2024 1:48:51PM | H1155 : Raushan Kumar
Fitting Item | Fitting Acce |  | FIT105 | Pressure Switch, Make/ Danfoss Model/ RT116 |  | 0 | PCS | 4000 | 0 | Part | 18 |  | NO | NO |  | NO |  | 01-APR-2024 3:22:53PM | [26 empty] | E1117 : Arun Kumar | 11-MAR-2025 10:44:49AM | H1155 : Raushan Kumar
Fitting Item | Nut and Bolt |  | FIT106 | Wall Fastener -4 inch | 85469090 | 0 | SET | 16.95 | 0 | Part | 18 |  | NO | NO |  | NO |  | 09-APR-2024 11:07:54AM | [26 empty] | E1117 : Arun Kumar | 10-APR-2024 12:03:55PM | H1155 : Raushan Kumar
Fitting Item | R 6 Hose |  | FIT107 | Hose R6 215 mm 1/2 inch | 40092100 | 0 | PCS | 192 | 0 | Part | 18 |  | NO | NO |  | NO |  | 10-APR-2024 1:53:24PM | [26 empty] | E1117 : Arun Kumar | 25-JUN-2024 4:49:57PM | H1155 : Raushan Kumar
Fitting Item | Fitting Acce |  | FIT108 | MS Socket 3/8 inch 0-60 Bar Hydraulic |  | 0 | PCS | 40 | 0 | Part | 18 | 0 | NO | NO |  | NO |  | 10-APR-2024 2:54:08PM | [26 empty] | E1117 : Arun Kumar | 23-APR-2024 2:05:37PM | E1117 : Arun Kumar
Fitting Item | R 6 Hose |  | FIT109 | Hose R6 Crimped 1/2 inch X 160mm |  | 0 | PCS | 656 | 0 | Part | 18 |  | NO | NO |  | NO |  | 19-APR-2024 10:20:05AM | [26 empty] | E1117 : Arun Kumar | 14-DEC-2024 12:22:46PM | H1155 : Raushan Kumar
Fitting Item | Fitting Acce |  | FIT11 | 1/2 Inch Flange |  | 0 | PCS | 0 | 0 | Part | 18 |  | NO | NO |  | NO |  | 29-NOV-2023 4:02:39PM | [26 empty] | E1117 : Arun Kumar
Fitting Item | Nut and Bolt |  | FIT110 | Self Scerw 4x20mm | 7318 | 1218 | PCS | 0.46 | 0 | Part | 18 | 0 | NO | NO |  | NO |  | 19-APR-2024 10:35:25AM | [26 empty] | E1117 : Arun Kumar | 09-APR-2025 2:31:38PM | H1155 : Raushan Kumar
Fitting Item | Nut and Bolt |  | FIT111 | Bolt 10 X 25 HEX |  | 22 | PCS | 12.69 | 0 | Part | 18 |  | NO | NO |  | NO |  | 19-APR-2024 10:38:38AM | [26 empty] | E1117 : Arun Kumar | 09-APR-2025 2:31:39PM | H1155 : Raushan Kumar
Fitting Item | R 6 Hose |  | FIT112 | Hose R6 Crimped 1/2 inch x 500 mm | 40092100 | 0 | PCS | 756 | 0 | Part | 18 | 0 | NO | NO |  | NO |  | 19-APR-2024 10:57:37AM | [26 empty] | E1117 : Arun Kumar | 10-FEB-2025 11:05:35AM | H1155 : Raushan Kumar
Fitting Item | R 6 Hose |  | FIT113 | Hose R6 Crimped 1/2 inch x 600 mm | 40092100 | 0 | PCS | 781 | 0 | Part | 18 | 0 | NO | NO |  | NO |  | 19-APR-2024 10:58:53AM | [26 empty] | E1117 : Arun Kumar | 24-MAR-2025 10:15:51AM | H1155 : Raushan Kumar
Fitting Item | R 6 Hose |  | FIT114 | Hose R6 Crimped 1/2 inch x 700 mm | 40092100 | 0 | PCS | 806 | 0 | Part | 18 | 0 | NO | NO |  | NO |  | 19-APR-2024 10:59:43AM | [26 empty] | E1117 : Arun Kumar | 24-MAR-2025 10:15:51AM | H1155 : Raushan Kumar
Fitting Item | Fitting Acce |  | FIT115 | Rail Mounting |  | 31 | MTR | 1 | 0 | Part | 18 |  | NO | NO |  | NO |  | 19-APR-2024 11:20:27AM | [26 empty] | E1117 : Arun Kumar | 09-JUN-2025 11:06:12AM | H1155 : Raushan Kumar
Fitting Item | Nut and Bolt |  | FIT116 | Bolt Allen 10 x 20 MM |  | 40 | PCS | 14.29 | 0 | Part | 18 |  | NO | NO |  | NO |  | 19-APR-2024 11:29:10AM | [26 empty] | E1117 : Arun Kumar | 28-OCT-2024 3:12:03PM | H1155 : Raushan Kumar
Fitting Item | Fitting Acce |  | FIT117 | SS 304 Union 3/4 inch NB | 73079210 | 0 | PCS | 410 | 0 | Part | 18 |  | NO | NO |  | NO |  | 23-APR-2024 1:57:47PM | [26 empty] | E1117 : Arun Kumar | 03-APR-2025 10:40:46AM | H1155 : Raushan Kumar
Fitting Item | Nut and Bolt |  | FIT118 | Plain Washer 12 mm |  | 95 | PCS | 1 | 0 | Part | 18 |  | NO | NO |  | NO |  | 26-APR-2024 10:48:28AM | [26 empty] | E1117 : Arun Kumar | 29-NOV-2024 2:34:57PM | H1155 : Raushan Kumar
Fitting Item | Pneumatics |  | FIT119 | PU Male Connector 1/2-inch x 10 mm Connect | 39174000 | 21 | PCS | 83.2 | 0 | Part | 18 | 0 | NO | NO |  | NO |  | 03-MAY-2024 10:54:15AM | [26 empty] | E1117 : Arun Kumar | 20-JAN-2025 4:34:11PM | H1155 : Raushan Kumar
Fitting Item | Fitting Acce |  | FIT12 | 1 Inch Flange |  | 0 | PCS | 0 | 0 | Part | 18 |  | NO | NO |  | NO |  | 29-NOV-2023 4:03:06PM | [26 empty] | E1117 : Arun Kumar
Fitting Item |  |  | FIT120 | MS Dead Plugh 3/4 |  | 30 | PCS | 1 | 0 | Part | 18 |  | NO | NO |  | NO |  | 10-MAY-2024 11:37:53AM | [26 empty] | H1155 : Raushan Kumar | 23-OCT-2024 11:08:38AM | E1117 : Arun Kumar
Fitting Item | Pneumatics |  | FIT121 | PU Fitting, Straight Connector, 10 mm | 3814 | 5 | PCS | 40 | 0 | Part | 18 | 0 | NO | NO |  | NO |  | 10-MAY-2024 1:48:46PM | [26 empty] | E1117 : Arun Kumar | 04-SEP-2024 10:48:14AM | E1117 : Arun Kumar
Fitting Item | Fitting Acce |  | FIT122 | SS Hex Reducer 1 inch x 2 inch |  | 11 | PCS | 1 | 0 | Part | 18 |  | NO | NO |  | NO |  | 17-MAY-2024 10:18:38AM | [26 empty] | E1117 : Arun Kumar
Fitting Item | Fitting Acce |  | FIT123 | Cam Lock 1/2 inch |  | 3 | PCS | 1 | 0 | Part | 18 |  | NO | NO |  | NO |  | 17-MAY-2024 11:23:54AM | [26 empty] | E1117 : Arun Kumar
Fitting Item | Fitting Acce |  | FIT124 | Cam Lock 1 inch |  | 160 | PCS | 1 | 0 | Part | 18 |  | NO | NO |  | NO |  | 17-MAY-2024 11:28:40AM | [26 empty] | E1117 : Arun Kumar
Fitting Item | Fitting Acce |  | FIT125 | Cam Lock 3/4 inch |  | 104 | PCS | 1 | 0 | Part | 18 |  | NO | NO |  | NO |  | 17-MAY-2024 11:29:15AM | [26 empty] | E1117 : Arun Kumar
Fitting Item | R 6 Hose |  | FIT126 | Hose R6 1/2 inch 200 mm Crimped | 73079210 | 0 | PCS | 420 | 0 | Part | 18 |  | NO | NO |  | NO |  | 22-MAY-2024 9:21:19AM | [26 empty] | E1117 : Arun Kumar | 25-JUN-2024 4:49:57PM | H1155 : Raushan Kumar
Fitting Item | R 6 Hose |  | FIT127 | Hose R6 1/2 Inch 420 mm Crimped | 73072910 | 0 | PCS | 230 | 0 | Part | 18 |  | NO | NO |  | NO |  | 22-MAY-2024 9:22:39AM | [26 empty] | E1117 : Arun Kumar | 25-JUN-2024 4:49:57PM | H1155 : Raushan Kumar
Fitting Item | R 6 Hose |  | FIT128 | Hose R6 1/2 Inch 620 mm Crimped | 730729 | 0 | PCS | 268 | 0 | Part | 18 |  | NO | NO |  | NO |  | 22-MAY-2024 9:23:47AM | [26 empty] | E1117 : Arun Kumar | 25-JUN-2024 4:49:57PM | H1155 : Raushan Kumar
Fitting Item | Fitting Acce |  | FIT129 | Hydraulic Dowty Seal 1 inch | 73072910 | 24 | PCS | 20 | 0 | Part | 18 |  | NO | NO |  | NO |  | 22-MAY-2024 9:28:29AM | [26 empty] | E1117 : Arun Kumar
Fitting Item | SS Fitting |  | FIT13 | SS Flange 1-1/2 inch grade 304 | 73072200 | 0 | PCS | 900 | 0 | Part | 18 | 0 | NO | NO |  | NO |  | 29-NOV-2023 4:04:22PM | [26 empty] | E1117 : Arun Kumar | 13-DEC-2024 4:59:43PM | E1117 : Arun Kumar
Fitting Item | Fitting Acce |  | FIT130 | Hydraulic Dowty Seal 1/2inch | 73079210 | 20 | PCS | 10 | 0 | Part | 18 |  | NO | NO |  | NO |  | 24-MAY-2024 10:28:44AM | [26 empty] | E1117 : Arun Kumar
Fitting Item | Fitting Acce |  | FIT131 | Hydraulic Dowty Seal 3/4 inch | 73079210 | 20 | PCS | 15 | 0 | Part | 18 |  | NO | NO |  | NO |  | 24-MAY-2024 10:29:32AM | [26 empty] | E1117 : Arun Kumar
Fitting Item | SS Fitting |  | FIT132 | SS Elbow 1 inch HYD |  | 4 |  | 330 | 0 | Part | 18 | 0 | NO | NO |  | NO |  | 28-MAY-2024 10:52:32AM | [26 empty] | H1155 : Raushan Kumar | 16-JAN-2025 12:20:13PM | H1155 : Raushan Kumar
Fitting Item | R 6 Hose |  | FIT133 | Hose R6 1/2 inch x 400 mm crimped | 230 | 0 | PCS | 230 | 0 | Part | 18 |  | NO | NO |  | NO |  | 29-MAY-2024 9:53:26AM | [26 empty] | E1117 : Arun Kumar | 25-JUN-2024 4:49:56PM | H1155 : Raushan Kumar
Consumable Item | Stickers |  | FIT134 | Sticker Next -GEN PSA 335X80 |  | 20 | PCS | 130 | 0 | Part | 18 | 0 | NO | NO |  | NO |  | 30-MAY-2024 12:05:42PM | [26 empty] | H1155 : Raushan Kumar | 09-APR-2025 2:31:39PM | H1155 : Raushan Kumar
Fitting Item |  |  | FIT135 | Spanner, U-Type, Make- TAPARIA10-11 |  | 47 |  | 1 | 0 | Part | 18 |  | NO | NO |  | NO |  | 31-MAY-2024 12:38:10PM | [26 empty] | H1155 : Raushan Kumar | 06-MAR-2025 12:30:52PM | H1155 : Raushan Kumar
Fitting Item |  |  | FIT136 | Spanner, U-Type, Make- TAPARIA18-19 |  | 13 |  | 1 | 0 | Part | 18 |  | NO | NO |  | NO |  | 31-MAY-2024 12:39:18PM | [26 empty] | H1155 : Raushan Kumar | 06-MAR-2025 12:30:52PM | H1155 : Raushan Kumar
Fitting Item | Fitting Acce |  | FIT137 | SOLENOID VALVE 3/2 NC - Model- E14611W Mex Pr 20 Bar, Make Janatics | 8481 | 0 | SET | 692.58 | 0 | Part | 18 | 0 | NO | NO |  | NO |  | 18-JUN-2024 11:17:33AM | [26 empty] | E1117 : Arun Kumar | 19-OCT-2024 11:43:39AM | E1117 : Arun Kumar
Fitting Item | Fitting Acce |  | FIT138 | Silencer, 1 - 1/4, Make- Alwitco, |  | 8 | PCS | 1 | 0 | Part | 18 |  | NO | NO |  | NO |  | 25-JUN-2024 10:33:05AM | [26 empty] | E1117 : Arun Kumar
Fitting Item | R 6 Hose |  | FIT139 | Hose, Crimped, 1300 mm - 1/2 - R6, Make- PARKER, Model-R6, Size-1/2 |  | 0 | PCS | 1 | 0 | Part | 18 |  | NO | NO |  | NO |  | 09-JUL-2024 12:14:05PM | [26 empty] | H1155 : Raushan Kumar | 10-JUL-2024 3:30:17PM | H1155 : Raushan Kumar
Fitting Item | Fitting Acce |  | FIT14 | DP Gauge |  | 0 | PCS | 1 | 0 | Part | 18 |  | NO | NO |  | NO |  | 29-NOV-2023 4:04:34PM | [26 empty] | E1117 : Arun Kumar | 09-AUG-2024 10:35:43AM | H1155 : Raushan Kumar
Fitting Item | Fitting Acce |  | FIT140 | SS pipe nipple - 1 inch X 320 mm |  | 0 | PCS | 200 | 0 | Part | 18 |  | NO | NO |  | NO |  | 16-JUL-2024 12:40:48PM | [26 empty] | E1117 : Arun Kumar | 23-JUL-2024 1:05:30PM | H1155 : Raushan Kumar
Fitting Item | Fitting Acce |  | FIT141 | SS pipe nipple - 1 inch X 170 mm |  | 0 | PCS | 200 | 0 | Part | 18 |  | NO | NO |  | NO |  | 16-JUL-2024 12:41:30PM | [26 empty] | E1117 : Arun Kumar | 23-JUL-2024 1:05:30PM | H1155 : Raushan Kumar
Fitting Item | R 6 Hose |  | FIT142 | Hose, Crimped, 4 Mtr - 1 inch , Make- PARKER, R6 | 40092100 | 0 | PCS | 1200 | 0 | Part | 18 | 0 | NO | NO |  | NO |  | 16-JUL-2024 2:31:33PM | [26 empty] | E1117 : Arun Kumar | 18-FEB-2025 9:48:24AM | H1155 : Raushan Kumar
Fitting Item | Fitting Acce |  | FIT143 | Male Pipe Nipple 3/4 inch x 340 mm SS |  | 0 | PCS | 100 | 0 | Part | 18 |  | NO | NO |  | NO |  | 29-JUL-2024 2:27:41PM | [26 empty] | E1117 : Arun Kumar | 29-JUL-2024 2:33:55PM | E1117 : Arun Kumar
Fitting Item | Fitting Acce |  | FIT144 | Male Pipe Nipple 3/4 inch x 190 mm SS |  | 0 | PCS | 100 | 0 | Part | 18 |  | NO | NO |  | NO |  | 29-JUL-2024 2:28:15PM | [26 empty] | E1117 : Arun Kumar | 29-JUL-2024 2:33:55PM | E1117 : Arun Kumar
Fitting Item | Fitting Acce |  | FIT145 | Male Pipe Nipple 3/4 inch x 150 mm SS |  | 0 | PCS | 100 | 0 | Part | 18 |  | NO | NO |  | NO |  | 29-JUL-2024 2:28:51PM | [26 empty] | E1117 : Arun Kumar | 29-JUL-2024 2:33:55PM | E1117 : Arun Kumar
Fitting Item | R 6 Hose |  | FIT146 | Hose R6 Crimped 1/2 inch x 1700 mm | 4009210 | 0 | PCS | 463 | 0 | Part | 18 |  | NO | NO |  | NO |  | 29-JUL-2024 4:53:34PM | [26 empty] | E1117 : Arun Kumar | 02-AUG-2024 2:13:45PM | H1155 : Raushan Kumar
Fitting Item | Teflon Hose |  | FIT147 | Hose Teflon Crimped 3/4 inch x 1700 mm / FIT146 | 40092100 | 0 | PCS | 1955 | 0 | Part | 18 |  | NO | NO |  | NO |  | 29-JUL-2024 4:55:16PM | [26 empty] | E1117 : Arun Kumar | 02-AUG-2024 2:13:45PM | H1155 : Raushan Kumar
Fitting Item | Teflon Hose |  | FIT148 | Hose - Teflon, Crimped, 1000 mm - 3/4 |  | 0 | PCS | 1250 | 0 | Part | 18 |  | NO | NO |  | NO |  | 24-AUG-2024 12:52:42PM | [26 empty] | E1117 : Arun Kumar | 27-AUG-2024 10:59:49AM | H1155 : Raushan Kumar
Fitting Item | Teflon Hose |  | FIT149 | Hose - Teflon, Crimped, 900 mm - 1 inch |  | 0 | PCS | 1 | 0 | Part | 18 |  | NO | NO |  | NO |  | 24-AUG-2024 12:54:20PM | [26 empty] | E1117 : Arun Kumar | 27-AUG-2024 10:59:49AM | H1155 : Raushan Kumar
Fitting Item | Nut and Bolt |  | FIT15 | Bolt - 16 x 75 |  | 2 | PCS | 1 | 0 | Part | 18 |  | NO | NO |  | NO | Bolt with the following specs | 04-DEC-2023 3:43:54PM | MOC | MS | Type | High Tensile Black ( HTB) | Size | 16 mm ( Dia) x 75 mm ( length) | [20 empty] | E1002 : Pradeep Sati | 07-AUG-2024 11:01:41AM | H1155 : Raushan Kumar
Fitting Item | Pneumatics |  | FIT150 | SS PU Elbow 6 x1/4 | 74122000 | 1 | PCS | 130 | 0 | Part | 18 |  | NO | NO |  | NO |  | 27-AUG-2024 9:29:21AM | [26 empty] | E1117 : Arun Kumar | 04-APR-2025 3:49:33PM | H1155 : Raushan Kumar
Fitting Item | R 6 Hose |  | FIT151 | Hoes Crimped 1- 1/2-inch x780 mm R6 |  | 0 | PCS | 0 | 0 | Part | 18 | 0 | NO | NO |  | NO |  | 26-SEP-2024 11:40:19AM | [26 empty] | E1117 : Arun Kumar | 26-SEP-2024 12:46:10PM | E1117 : Arun Kumar
Fitting Item | Pneumatics |  | FIT152 | Male Connector Dia 8 x 1/8 | 84879000 | 44 | PCS | 33.6 | 0 | Part | 18 |  | NO | NO |  | NO |  | 26-SEP-2024 3:16:52PM | [26 empty] | E1117 : Arun Kumar | 09-APR-2025 2:31:38PM | H1155 : Raushan Kumar
Fitting Item | R 6 Hose |  | FIT153 | Hose R6 Crimped 1 inch x 5080 mm |  | 0 | PCS | 0 | 0 | Part | 18 |  | NO | NO |  | NO |  | 08-OCT-2024 4:32:17PM | [26 empty] | E1117 : Arun Kumar
Fitting Item | R 6 Hose |  | FIT154 | Hose Crimped R6 2 MTR x 1 inch |  | 0 | PCS | 0 | 0 | Part | 18 |  | NO | NO |  | NO |  | 08-OCT-2024 5:10:23PM | [26 empty] | E1117 : Arun Kumar | 09-OCT-2024 10:16:23AM | H1155 : Raushan Kumar
Fitting Item | Pneumatics |  | FIT155 | Pressure Gauge - 0-600 Milli Bar Make - Baumer |  | 0 | PCS | 2600 | 0 | Part | 18 |  | NO | NO |  | NO | Pressure Range -0-500 milli bar/0-5000mmwc Dial Size: 2.5 inch Connection: ½” BSP, back ,Body Material -SS Filling -Gylecerine Filled | 10-OCT-2024 9:21:36AM | [26 empty] | E1117 : Arun Kumar | 11-NOV-2024 3:34:10PM | H1155 : Raushan Kumar
Fitting Item | Pneumatics |  | FIT156 | Pressure Transmitter Range/ 0-500 milli Bar /0-5000mmwc |  | 0 | PCS | 7500 | 0 | Part | 18 |  | NO | NO |  | NO | Range: 0-500 milli Bar G Output: 4-20mA, Supply: 8-30 VDC, Thread: 1/4” BSP male Body Material -SS | 10-OCT-2024 9:25:15AM | [26 empty] | E1117 : Arun Kumar | 11-NOV-2024 3:34:11PM | H1155 : Raushan Kumar
Fitting Item | Pneumatics |  | FIT157 | Pressure Transmitter, 0 To 10 Bar, - Make- HUBA |  | 0 | PCS | 6000 | 0 | Part | 18 | 0 | NO | NO |  | NO | Range: 0-10 Bar G Output: 4-20mA Supply: 8-30 VDC Thread: 1/4” BSP male Body Material - SS | 10-OCT-2024 9:34:31AM | [26 empty] | E1117 : Arun Kumar | 10-OCT-2024 9:35:09AM | E1117 : Arun Kumar
Fitting Item | Pneumatics |  | FIT158 | Acrylic Tube Rotameter Range - 0-2 NM3/HR |  | 1 | PCS | 1100 | 0 | Part | 18 |  | NO | NO |  | NO | Model- MFPN-1 Make: Microflow Flow-2 nm3/hr Operating Temperature 0-45 deg C Operating Pressure -1-2 Barg Port Size(In/Out) 1/2" or 1/4" Connection Type- Threaded Media - Helium Gas Mounting type-Panel mounted | 10-OCT-2024 10:05:13AM | [26 empty] | E1117 : Arun Kumar | 26-OCT-2024 11:39:08AM | H1155 : Raushan Kumar
Fitting Item | Pneumatics |  | FIT159 | Acrylic Tube Rotameter Range 0-25 NM3/HR |  | 0 | PCS | 2650 | 0 | Part | 18 |  | NO | NO |  | NO | Model - MFPN-1 Make- Micro Flow ,Flow -25 nm3/hr Operating Temperature 0-45 deg C Operating Pressure 1-2 Barg Port Size(In/Out) 1/2" Connection Type Threaded Media - Nitrogen Gas Mounting type - Panel mounted | 10-OCT-2024 10:07:15AM | [26 empty] | E1117 : Arun Kumar | 26-OCT-2024 11:39:08AM | H1155 : Raushan Kumar
Fitting Item | Nut and Bolt |  | FIT16 | Nut 16mm |  | 2 | PCS | 1 | 0 | Part | 18 |  | NO | NO |  | NO | Nut with following specification: | 04-DEC-2023 3:45:01PM | MOC | MS | Type | High Tensile Black ( HTB) | Dia | 16 mm | [20 empty] | E1002 : Pradeep Sati | 07-AUG-2024 11:01:41AM | H1155 : Raushan Kumar
Fitting Item | PHV/PRV |  | FIT160 | PRV Flow- 25 nm3 P-IN -50 Bar Max, P- OUT-1-8 Bar, 1/2 inch NPTF Model-DC508NEPDM L 1 Make- Rotarex |  | 0 | PCS | 16920 | 0 | Part | 18 | 0 | NO | NO |  | NO |  | 16-OCT-2024 11:16:23AM | [26 empty] | E1117 : Arun Kumar | 21-NOV-2024 10:36:44AM | H1155 : Raushan Kumar
Fitting Item | PHV/PRV |  | FIT161 | PRV Flow-2 nm3/hr P-IN-200 Barg, P-OUT-2 barg 1/4 INCH NPTF Model- DETSCI280R4 N N 1, Make-rotarex |  | 0 | PCS | 29700 | 0 | Part | 18 |  | NO | NO |  | NO |  | 16-OCT-2024 2:15:38PM | [26 empty] | E1117 : Arun Kumar | 19-NOV-2024 12:00:37PM | H1155 : Raushan Kumar
Fitting Item | PHV/PRV |  | FIT162 | PRV Flow-25 nm3/hr P-In-200 Barg, P-Out-2 barg, NPT 1/4F Model- SL 800 16 N EPDM 1 Make- Rotarex |  | 0 | PCS | 21960 | 0 | Part | 18 |  | NO | NO |  | NO |  | 16-OCT-2024 2:19:20PM | [26 empty] | E1117 : Arun Kumar | 21-NOV-2024 2:15:22PM | H1155 : Raushan Kumar
Fitting Item | SS Fitting |  | FIT163 | Valve, Needle Valve F - 1/2, MOC- SS 3000 PSI | 84511000 | 0 | PCS | 1100 | 0 | Part | 18 | 0 | NO | NO |  | NO |  | 17-OCT-2024 12:41:27PM | [26 empty] | E1117 : Arun Kumar | 01-FEB-2025 2:09:20PM | H1155 : Raushan Kumar
Fitting Item | SS Fitting |  | FIT164 | SS Elbow 1/4 inch Grade 316-0-15 Bar | 3072900 | 0 | PCS | 119 | 0 | Part | 18 | 0 | NO | NO |  | NO |  | 17-OCT-2024 1:01:39PM | [26 empty] | E1117 : Arun Kumar | 09-NOV-2024 2:42:02PM | H1155 : Raushan Kumar
Fitting Item | SS Fitting |  | FIT165 | SS Hex Nipple 1/4 inch grade 316 0-15 bar | 73072900 | 0 | PCS | 119 | 0 | Part | 18 | 0 | NO | NO |  | NO |  | 17-OCT-2024 3:01:42PM | [26 empty] | E1117 : Arun Kumar | 19-NOV-2024 12:00:37PM | H1155 : Raushan Kumar
Fitting Item | SS Fitting |  | FIT166 | SS Hex Reducer 1 x 1/2 inch Grade 316 0-15 bar | 73072900 | 0 | PCS | 295 | 0 | Part | 18 | 0 | NO | NO |  | NO |  | 17-OCT-2024 3:04:24PM | [26 empty] | E1117 : Arun Kumar | 09-NOV-2024 2:42:02PM | H1155 : Raushan Kumar
Fitting Item | SS Fitting |  | FIT167 | SS hose crimping Fitting 1 inch | 73072900 | 6 | PCS | 600 | 0 | Part | 18 |  | NO | NO |  | YES |  | 09-NOV-2024 12:07:57PM | [26 empty] | E1117 : Arun Kumar
Fitting Item | Pneumatics |  | FIT168 | Digital Metal Tube Rotameter Range /4-40 nm3/ HR O2 Conn / 1 Flanged 150 SS 304 CC 350 mm | 90261010 | 0 | SET | 32150 | 0 | Part | 18 |  | NO | NO |  | NO |  | 14-NOV-2024 2:58:36PM | [26 empty] | E1117 : Arun Kumar | 19-NOV-2024 3:07:39PM | H1155 : Raushan Kumar
Fitting Item | Nut and Bolt |  | FIT169 | Allen Bolt 5/16 x 1 | 7318 | 8 | PCS | 9.72 | 0 | Part | 18 |  | NO | NO |  | NO |  | 15-NOV-2024 4:06:23PM | [26 empty] | E1117 : Arun Kumar
Fitting Item | Fitting Acce |  | FIT17 | Union GI 25 MM |  | 0 | PCS | 250 | 0 | Part | 18 |  | NO | NO |  | NO |  | 06-DEC-2023 2:05:04PM | [26 empty] | E1117 : Arun Kumar | 30-JUL-2024 2:36:10PM | H1155 : Raushan Kumar
Fitting Item | R 6 Hose |  | FIT170 | Hose R6 1/2 inch 650 mm Crimped | 84879000 | 0 | PCS | 732 | 0 | Part | 18 |  | NO | NO |  | NO |  | 28-NOV-2024 1:01:51PM | [26 empty] | E1117 : Arun Kumar | 03-DEC-2024 2:25:03PM | H1155 : Raushan Kumar
Fitting Item | Line Filter |  | FIT171 | Air Filter G- 012 WS 1 1/2-inch Q1 FT | 84219900 | 0 | PCS | 10000 | 0 | Part | 18 |  | NO | NO |  | NO |  | 29-NOV-2024 10:06:06AM | [26 empty] | E1117 : Arun Kumar | 03-DEC-2024 2:20:54PM | H1155 : Raushan Kumar
Fitting Item | SS Fitting |  | FIT172 | NRV 1-1/2 inch SS -304 | 73072200 | 1 | PCS | 1700 | 0 | Part | 18 |  | NO | NO |  | NO |  | 04-DEC-2024 12:09:56PM | [26 empty] | E1117 : Arun Kumar
Fitting Item | Pneumatics | ROTEX | FIT173 | SOV Coil i-24V-DC-22 | 84819090 | 0 | PCS | 800 | 0 | Part | 18 | 0 | NO | NO |  | NO |  | 11-DEC-2024 3:18:08PM | [26 empty] | E1117 : Arun Kumar | 26-FEB-2025 11:40:23AM | H1155 : Raushan Kumar
Fitting Item | SS Fitting |  | FIT174 | SS Pipe 1/2 inch Grade -304 | 73069090 | 0 | MTR | 857.15 | 0 | Part | 18 |  | NO | NO |  | NO |  | 13-DEC-2024 10:31:36AM | [26 empty] | E1117 : Arun Kumar | 13-DEC-2024 4:59:43PM | E1117 : Arun Kumar
Fitting Item | SS Fitting |  | FIT175 | SS Bend 1-1/2 inch Grade 304 | 73072200 | 0 | PCS | 250 | 0 | Part | 18 |  | NO | NO |  | NO |  | 13-DEC-2024 10:38:11AM | [26 empty] | E1117 : Arun Kumar | 13-DEC-2024 4:59:43PM | E1117 : Arun Kumar
Fitting Item | SS Fitting |  | FIT176 | SS 3 WAY ball Valve 1 inch Grade -304 | 84818030 | 0 | PCS | 3300 | 0 | Part | 18 |  | NO | NO |  | NO |  | 13-DEC-2024 10:39:33AM | [26 empty] | E1117 : Arun Kumar | 13-DEC-2024 4:59:43PM | E1117 : Arun Kumar
Fitting Item | SS Fitting |  | FIT177 | SS Bend 1/2 inch Grade 304 | 73072200 | 0 | PCS | 85 | 0 | Part | 18 |  | NO | NO |  | NO |  | 13-DEC-2024 10:43:34AM | [26 empty] | E1117 : Arun Kumar | 13-DEC-2024 4:59:43PM | E1117 : Arun Kumar
Fitting Item | SS Fitting |  | FIT178 | SS Nipple 1/2 inch x 6 inch | 73072200 | 0 | PCS | 120 | 0 | Part | 18 |  | NO | NO |  | NO |  | 13-DEC-2024 10:46:20AM | [26 empty] | E1117 : Arun Kumar | 13-DEC-2024 4:59:43PM | E1117 : Arun Kumar
Fitting Item | SS Fitting |  | FIT179 | SS union 1/4 inch | 73072200 | 0 | PCS | 240 | 0 | Part | 18 |  | NO | NO |  | NO |  | 13-DEC-2024 10:47:43AM | [26 empty] | E1117 : Arun Kumar | 13-DEC-2024 4:59:43PM | E1117 : Arun Kumar
Fitting Item | Fitting Acce |  | FIT18 | Hex Bolt 14x70 | 7318 | 0 | PCS | 1 | 0 | Part | 18 |  | NO | NO |  | NO |  | 08-DEC-2023 2:46:20PM | [26 empty] | E1117 : Arun Kumar | 02-MAY-2024 1:50:32PM | H1155 : Raushan Kumar
Fitting Item | SS Fitting |  | FIT180 | SS Bend 1/2 inch Grade 304 | 73072200 | 0 | PCS | 100 | 0 | Part | 18 |  | NO | NO |  | NO |  | 13-DEC-2024 10:48:57AM | [26 empty] | E1117 : Arun Kumar | 13-DEC-2024 4:59:43PM | E1117 : Arun Kumar
Fitting Item | SS Fitting |  | FIT181 | SS Nipple 1/4 inch x 6 inch Grade 304 | 73072200 | 0 | PCS | 95 | 0 | Part | 18 |  | NO | NO |  | NO |  | 13-DEC-2024 10:49:59AM | [26 empty] | E1117 : Arun Kumar | 13-DEC-2024 4:59:43PM | E1117 : Arun Kumar
Fitting Item | Fitting Acce |  | FIT182 | Spanner, U-Type, Make- TAPARIA 12-13 |  | 1 | PCS | 0 | 0 | Part | 18 |  | NO | NO |  | NO |  | 23-DEC-2024 3:40:18PM | [26 empty] | E1117 : Arun Kumar | 06-MAR-2025 12:30:52PM | H1155 : Raushan Kumar
Fitting Item | R 6 Hose |  | FIT183 | Hose, Crimped, 220 mm 1 Inch R6 | 40092100 | 0 | PCS | 1200 | 0 | Part | 18 |  | NO | NO |  | NO |  | 27-DEC-2024 10:06:09AM | [26 empty] | E1117 : Arun Kumar | 18-FEB-2025 9:36:13AM | H1155 : Raushan Kumar
Fitting Item | R 6 Hose |  | FIT184 | Hose R6 Crimped 1/2 inch x 800 mm | 40092100 | 0 | PCS | 837 | 0 | Part | 18 |  | NO | NO |  | NO |  | 24-JAN-2025 3:04:28PM | [26 empty] | E1117 : Arun Kumar | 24-MAR-2025 10:15:51AM | H1155 : Raushan Kumar
Fitting Item | R 6 Hose |  | FIT185 | Hose R6 Crimped 1-1/2 inch 1000 mm |  | 1 | NOS | 0 | 0 | Part | 18 |  | NO | NO |  | NO |  | 04-FEB-2025 9:56:49AM | [26 empty] | E1117 : Arun Kumar | 06-FEB-2025 11:26:31AM | H1155 : Raushan Kumar
Fitting Item | Pneumatics |  | FIT186 | Pu male connector 4 x 1/8 |  | 8 | PCS | 37 | 0 | Part | 18 |  | NO | NO |  | NO |  | 06-FEB-2025 5:59:09PM | [26 empty] | E1117 : Arun Kumar | 05-MAY-2025 10:29:01AM | E1117 : Arun Kumar
Fitting Item | SS Fitting |  | FIT187 | Bush Reducer 1-1/2 inch x 1/2 inch SS | 82057000 | 2 | PCS | 474 | 0 | Part | 18 |  | NO | NO |  | NO |  | 10-FEB-2025 9:51:17AM | [26 empty] | E1117 : Arun Kumar | 03-MAR-2025 10:20:30AM | H1155 : Raushan Kumar
Fitting Item | SS Fitting |  | FIT188 | Ferrule fitting Pipe Connector 3-1 x 1/4 inch MOC - SS | 8421 | 4 | PCS | 250 | 0 | Part | 18 |  | NO | NO |  | NO |  | 07-MAR-2025 11:38:01AM | [26 empty] | E1117 : Arun Kumar | 02-APR-2025 12:08:59PM | H1155 : Raushan Kumar
Fitting Item | SS Fitting |  | FIT189 | Ferrule fitting Pipe Connector 3-1 x 1/8 inch MOC - SS | 8421 | 0 | PCS | 200 | 0 | Part | 18 |  | NO | NO |  | NO |  | 07-MAR-2025 11:40:19AM | [26 empty] | E1117 : Arun Kumar | 02-APR-2025 12:06:35PM | H1155 : Raushan Kumar
Fitting Item | Nut and Bolt |  | FIT19 | Hex Nut 14 mm | 7318 | 0 | PCS | 1 | 0 | Part | 18 |  | NO | NO |  | NO |  | 08-DEC-2023 2:47:26PM | [26 empty] | E1117 : Arun Kumar | 02-MAY-2024 1:52:44PM | H1155 : Raushan Kumar
Fitting Item | SS Fitting |  | FIT190 | Ferrule fitting Pipe OD 3-1 MOC SS |  | 2 | MTR | 75 | 0 | Part | 18 |  | NO | NO |  | NO |  | 07-MAR-2025 11:41:06AM | [26 empty] | E1117 : Arun Kumar | 02-APR-2025 12:50:13PM | H1155 : Raushan Kumar
Fitting Item | SS Fitting |  | FIT191 | Ferrule fitting Ball Valve 1/8 inch 3000 PSI MOC SS | 8481 | 0 | PCS | 1700 | 0 | Part | 18 | 0 | NO | NO |  | NO |  | 08-MAR-2025 10:21:53AM | [26 empty] | E1117 : Arun Kumar | 02-APR-2025 12:08:59PM | H1155 : Raushan Kumar
Fitting Item | Pneumatics |  | FIT192 | Pu Fitting Male Elbow 6 x 1/2 inch | 39174000 | 0 | PCS | 142 | 0 | Part | 18 |  | NO | NO |  | NO |  | 19-MAR-2025 12:12:13PM | [26 empty] | E1117 : Arun Kumar
Fitting Item | SS Fitting |  | FIT193 | Ferrule MOC- SS Size 3-1 mm | 4009 | 38 | SET | 75 | 0 | Part | 18 |  | NO | NO |  | NO |  | 25-MAR-2025 12:00:01PM | [26 empty] | E1117 : Arun Kumar
Fitting Item | Line Filter |  | FIT194 | Compressed Air Filter Make - Yuka ,Model YFC 130, RC 3 inch, - Element Model - PF |  | 2 | NOS | 22560 | 0 | Part | 18 |  | NO | YES |  | NO |  | 11-APR-2025 11:13:25AM | [26 empty] | E1117 : Arun Kumar
Fitting Item |  |  | FIT2 | Male Connector (1/2"*12 mm) |  | 0 | PCS | 1 | 1 | Part | 18 |  | NO | NO |  | NO |  | 18-SEP-2023 12:22:48PM | [26 empty] | E1117 : Arun Kumar | 17-MAY-2024 2:46:13PM | H1155 : Raushan Kumar
Fitting Item | Fitting Acce |  | FIT20 | MS Dead Plugh 3/8 | 3917 | 0 | PCS | 1 | 0 | Part | 18 | 0 | NO | NO |  | NO |  | 08-DEC-2023 2:50:11PM | [26 empty] | E1117 : Arun Kumar | 02-MAY-2024 1:50:32PM | H1155 : Raushan Kumar
Fitting Item | R 6 Hose |  | FIT21 | Hose R6- ID 2 inch Crimp |  | 0 | MTR | 0.1 | 0 | Part | 18 | 0 | NO | NO |  | NO |  | 12-DEC-2023 9:42:24AM | [26 empty] | E1128 : Amit Ranga | 24-JUL-2024 11:55:32AM | E1117 : Arun Kumar
Fitting Item | Fitting Acce |  | FIT22 | Elbow F 1-1/2 inch- MOC- GI |  | 0 | PCS | 0 | 0 | Part | 18 | 0 | NO | NO |  | NO |  | 12-DEC-2023 2:03:16PM | [26 empty] | E1117 : Arun Kumar | 12-DEC-2023 2:04:28PM | E1117 : Arun Kumar
Fitting Item | Fitting Acce |  | FIT23 | SS Pipe 1 inch x 150 MM |  | 0 | PCS | 0 | 0 | Part | 18 |  | NO | NO |  | NO |  | 12-DEC-2023 2:14:14PM | [26 empty] | E1117 : Arun Kumar
Fitting Item | Pneumatics |  | FIT24 | LPM meter with tube 0-5 to 3-0 for O2 and N2 transmitter |  | 2 | SET | 600 | 0 | Part | 18 | 0 | NO | NO |  | NO |  | 12-DEC-2023 2:20:56PM | Spec | Vacuum Transmitter Make: MTS Range: -1 to 0 Bar Output: 4-20mA Supply: 8-30 VDC Thread: 1/4” BSP male | [24 empty] | E1117 : Arun Kumar | 29-AUG-2025 12:11:54PM | H1155 : Raushan Kumar
Fitting Item | Nut and Bolt |  | FIT25 | Hex Bolt SS 6x35 MM |  | 0 | PCS | 1 | 0 | Part | 18 |  | NO | NO |  | NO |  | 12-DEC-2023 3:33:51PM | [26 empty] | E1117 : Arun Kumar | 16-MAY-2024 4:11:26PM | E1117 : Arun Kumar
Fitting Item | Fitting Acce |  | FIT26 | Cabinet AND control panel key |  | 297 | SET | 1 | 0 | Part | 18 |  | NO | NO |  | NO |  | 12-DEC-2023 6:53:40PM | [26 empty] | H1155 : Raushan Kumar | 26-JUN-2025 3:00:18PM | H1155 : Raushan Kumar
Fitting Item | Nut and Bolt |  | FIT27 | HEX Bolt 10x200 mm | 7318500 | 4 | PCS | 54.77 | 0 | Part | 18 |  | NO | NO |  | NO |  | 13-DEC-2023 2:10:27PM | [26 empty] | E1117 : Arun Kumar
Fitting Item | Fitting Acce |  | FIT28 | MS Hex Nipple 3/8 inch - Type Hydraulic |  | 0 | PCS | 1 | 0 | Part | 18 |  | NO | NO |  | NO |  | 18-DEC-2023 10:57:15AM | [26 empty] | E1117 : Arun Kumar | 29-JUN-2024 11:29:33AM | H1155 : Raushan Kumar
Fitting Item | Fitting Acce |  | FIT29 | SS Needle Valve 3/8 inch Type- Hydraulic 6000 PSI |  | 0 | PCS | 550 | 0 | Part | 18 |  | NO | NO |  | NO |  | 18-DEC-2023 11:02:12AM | [26 empty] | E1117 : Arun Kumar | 18-DEC-2023 5:52:53PM | E1117 : Arun Kumar
Fitting Item | SS Fitting |  | FIT3 | SS HEX Nipple 1/2 inch Grade 316 0 - 15 Bar | 73072900 | 0 | PCS | 133 | 1 | Part | 18 | 0 | NO | NO |  | NO |  | 18-SEP-2023 12:23:42PM | [26 empty] | E1117 : Arun Kumar | 14-NOV-2024 9:03:51AM | H1155 : Raushan Kumar
Fitting Item | Fitting Acce |  | FIT30 | MS TEE 3/8 Inch Type- Hydraulic 0-60 Bar |  | 0 | PCS | 68 | 0 | Part | 18 |  | NO | NO |  | NO |  | 18-DEC-2023 11:04:30AM | [26 empty] | E1117 : Arun Kumar | 18-DEC-2023 5:52:53PM | E1117 : Arun Kumar
Fitting Item | Fitting Acce |  | FIT31 | MS Elbow 3/8 Inch Type- Hydraulic 0-60 Bar |  | 0 | PCS | 160 | 0 | Part | 18 |  | NO | NO |  | NO |  | 18-DEC-2023 11:05:30AM | [26 empty] | E1117 : Arun Kumar | 23-APR-2024 2:05:05PM | E1117 : Arun Kumar
Fitting Item | Fitting Acce |  | FIT32 | MS Bush Reducer 3/8 x 1/4 inch 0-60 Bar Type- Hydraulic |  | 0 | PCS | 40 | 0 | Part | 18 |  | NO | NO |  | NO |  | 18-DEC-2023 11:08:08AM | [26 empty] | E1117 : Arun Kumar | 18-DEC-2023 5:52:53PM | E1117 : Arun Kumar
Fitting Item | Fitting Acce |  | FIT33 | MS Hex Nipple 1 inch Type- Hydraulic 0-60 Bar |  | 0 | PCS | 44 | 0 | Part | 18 |  | NO | NO |  | NO |  | 18-DEC-2023 11:12:05AM | [26 empty] | E1117 : Arun Kumar | 18-DEC-2023 6:52:32PM | E1117 : Arun Kumar
Fitting Item | Fitting Acce |  | FIT34 | SS Ball Valve 1 inch Type- Hydraulic 0-100 BAR |  | 0 | PCS | 1500 | 0 | Part | 18 |  | NO | NO |  | NO |  | 18-DEC-2023 11:28:00AM | [26 empty] | E1117 : Arun Kumar | 18-DEC-2023 6:52:32PM | E1117 : Arun Kumar
Fitting Item | Fitting Acce |  | FIT35 | SS NRV 1 Inch Type- Hydraulic 0-100 BAR |  | 0 | PCS | 2250 | 0 | Part | 18 |  | NO | NO |  | NO |  | 18-DEC-2023 11:29:58AM | [26 empty] | E1117 : Arun Kumar | 18-DEC-2023 6:52:32PM | E1117 : Arun Kumar
Fitting Item | Fitting Acce |  | FIT36 | MS HEX Reducer 3/8 x1/2 inch Type- Hydraulic 0-60 Bar |  | 0 | PCS | 50 | 0 | Part | 18 |  | NO | NO |  | NO |  | 18-DEC-2023 11:36:05AM | [26 empty] | E1117 : Arun Kumar | 18-DEC-2023 5:52:53PM | E1117 : Arun Kumar
Fitting Item | Fitting Acce |  | FIT37 | MS Hex Reducer 1 x 1/2 inch Type- Hydraulic 0-60 Bar |  | 0 | PCS | 100 | 0 | Part | 18 |  | NO | NO |  | NO |  | 18-DEC-2023 11:39:56AM | [26 empty] | E1117 : Arun Kumar | 18-DEC-2023 6:52:32PM | E1117 : Arun Kumar
Fitting Item | Fitting Acce |  | FIT38 | Hose 1/2 inch 88 Bar High Pressure |  | 0 | MTR | 0 | 0 | Part | 18 |  | NO | NO |  | NO |  | 18-DEC-2023 6:48:26PM | [26 empty] | E1117 : Arun Kumar | 18-DEC-2023 6:52:32PM | E1117 : Arun Kumar
Fitting Item | Line Filter |  | FIT39 | Air Filter G - 011 ZP 1- Inch Q1- FT | 84219900 | 0 | PCS | 7500 | 0 | Part | 18 | 0 | NO | NO |  | NO |  | 05-JAN-2024 11:33:15AM | Connect | 1 Inch | Flow | cfm -201 M3/hr-342 | Max. Oper. Pressure | bar g -16 psi g - 232 | [20 empty] | E1117 : Arun Kumar | 28-AUG-2024 10:02:32AM | H1155 : Raushan Kumar
Block | In Active |  | FIT4 | Male Connector 1/2 inch 8mm Q1 | 84879000 | 0 | PCS | 1 | 1 | Part | 18 | 0 | NO | NO |  | NO |  | 18-SEP-2023 12:27:15PM | [26 empty] | E1117 : Arun Kumar | 29-MAY-2024 9:56:06AM | E1117 : Arun Kumar
Fitting Item | Line Filter |  | FIT40 | Air Filter G - 011 XP 1- Inch Q1- FT | 84219900 | 0 | PCS | 7500 | 0 | Part | 18 |  | NO | NO |  | NO |  | 05-JAN-2024 11:33:55AM | [26 empty] | E1117 : Arun Kumar | 28-AUG-2024 10:02:32AM | H1155 : Raushan Kumar
Fitting Item | Line Filter |  | FIT41 | Air Filter G - 011 C 1- Inch Q1- FT | 84219900 | 0 | PCS | 7500 | 0 | Part | 18 |  | NO | NO |  | NO |  | 05-JAN-2024 11:34:26AM | [26 empty] | E1117 : Arun Kumar | 28-AUG-2024 10:02:32AM | H1155 : Raushan Kumar
Fitting Item | Line Filter |  | FIT42 | Air Filter G - 07 ZP 1/2- Inch Q1- FT | 84219900 | 0 | PCS | 7200 | 0 | Part | 18 |  | NO | NO |  | NO |  | 05-JAN-2024 11:35:11AM | [26 empty] | E1117 : Arun Kumar | 19-MAR-2025 2:18:50PM | H1155 : Raushan Kumar
Fitting Item | Line Filter |  | FIT43 | Air Filter G - 07 XP 1/2- Inch Q1- FT | 84219900 | 0 | PCS | 7200 | 0 | Part | 18 |  | NO | NO |  | NO |  | 05-JAN-2024 11:35:47AM | [26 empty] | E1117 : Arun Kumar | 19-MAR-2025 2:18:50PM | H1155 : Raushan Kumar
Fitting Item | Line Filter |  | FIT44 | Air Filter G - 07 C 1/2- Inch Q1- FT | 84219900 | 0 | PCS | 7200 | 0 | Part | 18 |  | NO | NO |  | NO |  | 05-JAN-2024 11:36:54AM | [26 empty] | E1117 : Arun Kumar | 19-MAR-2025 2:18:50PM | H1155 : Raushan Kumar
Fitting Item | Line Filter |  | FIT45 | Water Separator G-011 WS 1 inch Q1 FT | 84219900 | 0 | PCS | 7500 | 0 | Part | 18 |  | NO | NO |  | NO |  | 05-JAN-2024 11:37:50AM | [26 empty] | E1117 : Arun Kumar | 28-AUG-2024 10:02:32AM | H1155 : Raushan Kumar
Fitting Item | Line Filter |  | FIT46 | Air Filter G - 011 ZP-M 1- Inch Q1- FT | 84219900 | 1 | PCS | 6650 | 0 | Part | 18 |  | NO | NO |  | NO |  | 05-JAN-2024 11:39:45AM | [26 empty] | E1117 : Arun Kumar
Fitting Item | R 6 Hose |  | FIT47 | Hose, Crimped, 800 mm 1 Inch R6 | 40092100 | 0 | PCS | 1200 | 0 | Part | 18 | 0 | NO | NO |  | NO |  | 13-JAN-2024 11:17:08AM | [26 empty] | E1117 : Arun Kumar | 27-JAN-2025 4:13:25PM | H1155 : Raushan Kumar
Fitting Item | R 6 Hose |  | FIT48 | Hose Crimped 2 MTR - 3/4 inch R6 |  | 0 | PCS | 0 | 0 | Part | 18 |  | NO | NO |  | NO |  | 13-JAN-2024 11:19:44AM | [26 empty] | E1117 : Arun Kumar
Fitting Item | Teflon Hose |  | FIT49 | Hose - Teflon, Crimped, 2 Mtr - 3/4 inch |  | 0 | PCS | 1841 | 0 | Part | 18 | 0 | NO | NO |  | NO |  | 13-JAN-2024 11:23:38AM | [26 empty] | E1117 : Arun Kumar | 24-JUL-2024 12:05:24PM | E1117 : Arun Kumar
Fitting Item | Jindal Fitting | Jindal | FIT5 | Fitting, Elbow F 3240x3240x3240 Make-Jindal | 39172110 | 0 | PCS | 384.3 | 0 | Part | 18 | 0 | NO | NO |  | NO |  | 16-OCT-2023 4:14:51PM | [26 empty] | E1117 : Arun Kumar | 14-JAN-2025 2:15:48PM | E1117 : Arun Kumar
Fitting Item | Fitting Acce |  | FIT50 | Dead plug, MS FITTING, Make- MS 1/2 inch |  | 971 | PCS | 1 | 0 | Part | 18 |  | NO | NO |  | NO |  | 16-JAN-2024 2:11:08PM | [26 empty] | E1117 : Arun Kumar | 09-APR-2025 2:31:38PM | H1155 : Raushan Kumar
Fitting Item | Line Filter |  | FIT51 | Air Filter G- 012 ZP 1 1/2-inch Q1 FT | 84219900 | 1 | PCS | 10000 | 0 | Part | 18 |  | NO | NO |  | NO |  | 25-JAN-2024 1:40:16PM | Connect | 1 1/2" | Flow | cfm-318 M3/hr-540 | [22 empty] | E1117 : Arun Kumar | 19-MAR-2025 12:30:41PM | H1155 : Raushan Kumar
Fitting Item | Line Filter |  | FIT52 | Air Filter G- 012 XP 1 1/2-inch Q1 FT | 84219900 | 0 | PCS | 10000 | 0 | Part | 18 |  | NO | NO |  | NO |  | 25-JAN-2024 1:42:19PM | Connect | 1 1/2" | Flow | cfm - 318 M3/hr - 540 | [22 empty] | E1117 : Arun Kumar | 19-MAR-2025 12:30:41PM | H1155 : Raushan Kumar
Fitting Item | Line Filter |  | FIT53 | Air Filter G- 012 C 1 1/2-inch Q1 FT | 84219900 | 0 | PCS | 10000 | 0 | Part | 18 |  | NO | NO |  | NO |  | 25-JAN-2024 1:43:57PM | Connect | 1 1/2" | Flow | cfm -318 M3/hr -540 | [22 empty] | E1117 : Arun Kumar | 19-MAR-2025 12:30:41PM | H1155 : Raushan Kumar
Fitting Item | Line Filter |  | FIT54 | Air Filter G- 09 C 3/4 -inch Q1 FT | 84219900 | 0 | PCS | 7000 | 0 | Part | 18 |  | NO | NO |  | NO |  | 25-JAN-2024 1:46:48PM | Connect | 3/4" | Flow | CFM-116 M3/hr-198 | [22 empty] | E1117 : Arun Kumar | 07-OCT-2024 9:36:41AM | H1155 : Raushan Kumar
Fitting Item | Line Filter |  | FIT55 | Air Filter G- 09 XP 3/4 -inch Q1 FT | 84219900 | 0 | PCS | 7000 | 0 | Part | 18 |  | NO | NO |  | NO |  | 25-JAN-2024 1:48:46PM | Connect | 3/4 " | Flow | cfm-116 M3/hr-198 | [22 empty] | E1117 : Arun Kumar | 07-OCT-2024 9:36:41AM | H1155 : Raushan Kumar
Fitting Item | Line Filter |  | FIT56 | Air Filter G- 09 ZP 3/4 -inch Q1 FT | 84219900 | 0 | PCS | 7000 | 0 | Part | 18 |  | NO | NO |  | NO |  | 25-JAN-2024 1:50:30PM | Connect | 3/4 " | Flow | cfm-116 M3/hr-198 | [22 empty] | E1117 : Arun Kumar | 07-OCT-2024 9:36:41AM | H1155 : Raushan Kumar
Fitting Item | Line Filter |  | FIT57 | Water Separator G-09 WS 3/4 inch Q1 FT | 84219900 | 0 | PCS | 7000 | 0 | Part | 18 |  | NO | NO |  | NO |  | 25-JAN-2024 1:52:43PM | [26 empty] | E1117 : Arun Kumar | 20-JUN-2024 5:16:17PM | H1155 : Raushan Kumar
Fitting Item | Teflon Hose |  | FIT58 | Teflon hose 1/2 x 750mm |  | 0 | PCS | 0 | 0 | Part | 18 | 0 | NO | NO |  | NO |  | 27-JAN-2024 1:55:55PM | [26 empty] | E1117 : Arun Kumar | 24-JUL-2024 12:05:34PM | E1117 : Arun Kumar
Fitting Item | Fitting Acce |  | FIT59 | O Ring ID 10x T 2 | 401693 | 5 | PCS | 4 | 0 | Part | 18 | 0 | NO | NO |  | NO |  | 12-FEB-2024 9:29:55AM | [26 empty] | E1117 : Arun Kumar | 03-MAR-2025 3:25:59PM | H1155 : Raushan Kumar
Fitting Item | Fitting Acce |  | FIT6 | Union Joint , SS 1/2 | 73072200 | 5 | PCS | 360 | 0 | Part | 18 | 0 | NO | NO |  | NO |  | 23-OCT-2023 11:21:59AM | [26 empty] | H1155 : Raushan Kumar | 09-APR-2025 2:31:39PM | H1155 : Raushan Kumar
Fitting Item | Fitting Acce |  | FIT60 | O Ring ID 16x T 2/5 | 401693 | 355 | PCS | 5 | 0 | Part | 18 | 0 | NO | NO |  | NO |  | 12-FEB-2024 9:30:41AM | [26 empty] | E1117 : Arun Kumar | 13-DEC-2024 11:05:49AM | H1155 : Raushan Kumar
Fitting Item | Fitting Acce |  | FIT61 | O Ring 20x3 | 401693 | 0 | PCS | 1 | 0 | Part | 18 |  | NO | NO |  | NO |  | 12-FEB-2024 9:32:02AM | [26 empty] | E1117 : Arun Kumar | 22-JUN-2024 12:22:27PM | H1155 : Raushan Kumar
Fitting Item | Fitting Acce |  | FIT62 | O Ring 26x3/5 | 401693 | 0 | PCS | 7 | 0 | Part | 18 |  | NO | NO |  | NO |  | 12-FEB-2024 9:32:58AM | [26 empty] | E1117 : Arun Kumar | 12-JUN-2025 12:37:52PM | H1155 : Raushan Kumar
Fitting Item | Fitting Acce |  | FIT63 | O Ring 55x5 | 401693 | 4 | PCS | 35 | 0 | Part | 18 |  | NO | NO |  | NO |  | 12-FEB-2024 9:34:54AM | [26 empty] | E1117 : Arun Kumar | 24-SEP-2024 1:51:54PM | H1155 : Raushan Kumar
Fitting Item | Fitting Acce |  | FIT64 | Flow Control Valve - Straight - Dia 8mm Q1 | 84818000 | 3 | PCS | 351 | 0 | Part | 18 |  | NO | NO |  | NO |  | 12-FEB-2024 12:12:48PM | [26 empty] | E1117 : Arun Kumar | 09-APR-2025 2:31:38PM | H1155 : Raushan Kumar
Fitting Item | Pneumatics |  | FIT65 | Flow Control Valve - Straight - Dia 8 x 1/2 inch GR0110808 Make- Jantics | 84818000 | 5 | PCS | 390 | 0 | Part | 18 | 0 | NO | NO |  | NO |  | 12-FEB-2024 12:13:18PM | [26 empty] | E1117 : Arun Kumar | 10-OCT-2024 2:57:29PM | E1117 : Arun Kumar
Fitting Item | Fitting Acce |  | FIT66 | Adjustable Pressure Regulator R-2316 Size -1 1/2 inch | 84811000 | 0 | PCS | 9358 | 0 | Part | 18 |  | NO | NO |  | NO |  | 29-FEB-2024 11:52:21AM | Make | Vanaz | Specification | Inlet Pressure 1 - 17 Bar Outlet Pressure 0.5 - 4 Bar Flow Rate 0 - 150 NM3/Hr Gas LPG / NG / Nitrogen Size 1.5" Flanged end #150 SKU: R-2316, | [22 empty] | E1117 : Arun Kumar | 22-MAY-2024 3:14:22PM | E1117 : Arun Kumar
Fitting Item | Fitting Acce |  | FIT67 | Pressure Regulator R-6410- Size - 3 inch | 84811000 | 0 | PCS | 23000 | 0 | Part | 18 |  | NO | NO |  | NO |  | 29-FEB-2024 11:54:20AM | Make | Vanaz | Specification | Inlet Pressure: 1.5 Bar Outlet Pressure: 30 - 100Mbar Flow: 600 NM3/HR Gas LPG / NG / Nitrogen Size 3" Flanged end #150, SKU: R-6410, | [22 empty] | E1117 : Arun Kumar | 22-MAY-2024 3:14:22PM | E1117 : Arun Kumar
Fitting Item | Fitting Acce |  | FIT68 | Elbow 2 inch F | 3917 | 0 | PCS | 380 | 0 | Part | 18 |  | NO | NO |  | NO |  | 29-FEB-2024 4:15:41PM | [26 empty] | E1117 : Arun Kumar | 10-FEB-2025 12:46:59PM | H1155 : Raushan Kumar
Fitting Item | Fitting Acce |  | FIT69 | Male Pipe Nipple 2 inch x 310 mm GI | 7307 | 0 | PCS | 250 | 0 | Part | 18 |  | NO | NO |  | NO |  | 29-FEB-2024 4:18:03PM | [26 empty] | E1117 : Arun Kumar | 03-JAN-2025 4:58:54PM | H1155 : Raushan Kumar
Fitting Item | Pneumatics |  | FIT7 | PUFitting,TeeF,6mm-Q2-Make-Janatics |  | 215 | PCS | 0 | 0 | Part | 18 | 0 | NO | NO |  | NO |  | 25-OCT-2023 12:05:27PM | [26 empty] | E1117 : Arun Kumar | 01-APR-2025 4:42:08PM | H1155 : Raushan Kumar
Fitting Item | Fitting Acce |  | FIT70 | SS 304 Union 25 MM NB | 73072300 | 2 | PCS | 460 | 0 | Part | 18 |  | NO | NO |  | NO |  | 29-FEB-2024 4:44:51PM | [26 empty] | E1117 : Arun Kumar | 13-FEB-2025 12:07:43PM | H1155 : Raushan Kumar
Fitting Item | Fitting Acce |  | FIT71 | Pressure Transmitter Range 0-100 Bar G |  | 1 | PCS | 4000 | 0 | Part | 18 |  | NO | NO |  | NO |  | 29-FEB-2024 5:45:04PM | Spec | Pressure Transmitter Make: Setra, USA Range: 0-100 Bar G Output: 4-20mA Supply: 8-30 VDC Thread: ¼”BSP Male | [24 empty] | E1117 : Arun Kumar
Fitting Item | Fitting Acce |  | FIT72 | Pressure Transmitter Range/ 0-100 milli Bar G |  | 1 |  | 6500 | 0 | Part | 18 |  | NO | NO |  | NO |  | 29-FEB-2024 5:46:17PM | Spec | Pressure Transmitter Make: MTS Range: 0-100 milli Bar G Output: 4-20mA Supply: 8-30 VDC Thread: 1/4” BSP Male | [24 empty] | E1117 : Arun Kumar
Fitting Item | Fitting Acce |  | FIT73 | Vacuum Transmitter Range/ -1 to 0 Bar |  | 1 | PCS | 7500 | 0 | Part | 18 |  | NO | NO |  | NO |  | 29-FEB-2024 5:47:18PM | Spec | Vacuum Transmitter Make: MTS Range: -1 to 0 Bar Output: 4-20mA Supply: 8-30 VDC Thread: 1/4” BSP male | [24 empty] | E1117 : Arun Kumar | 11-NOV-2024 3:34:10PM | H1155 : Raushan Kumar
Fitting Item | Fitting Acce |  | FIT74 | Head Mount RTD With Temperature Transmitter With Thermowell Temp Range/ 0-300 Deg C |  | 4 | PCS | 5300 | 0 | Part | 18 |  | NO | NO |  | NO |  | 29-FEB-2024 5:48:27PM | Spec | Head Mount RTD With Temperature Transmitter With Thermowell Make: MTS Sheath Length: 10inch Sheath Dia: 5mm Temp Range: 0-300 Deg C Output: 4-20mA Supply: 12-30 VDC Thread: ½” BSP Male MOC: SS316 | [24 empty] | E1117 : Arun Kumar
Fitting Item | Pneumatics |  | FIT75 | Compound Pressure Gauge Glycerin Filled Range/ -1 to 1 KG/cm2 |  | 0 | PCS | 1900 | 0 | Part | 18 | 0 | NO | NO |  | NO | Pressure Range: -1 to 1 KG/cm2 Connection Type-1/4" NPT Dial Size: 2.5 inch Connection: ½” BSP Back Body Material-SS Filling-Glycerin Filled | 29-FEB-2024 5:49:32PM | [26 empty] | E1117 : Arun Kumar | 04-DEC-2024 5:15:38PM | H1155 : Raushan Kumar
Fitting Item | Fitting Acce |  | FIT76 | Pressure Gauge Glycerin Filled Range/ 0-100 milli bar/ 0-1000mmwc |  | 1 | PCS | 1800 | 0 | Part | 18 |  | NO | NO |  | NO |  | 29-FEB-2024 5:50:42PM | Spec | Pressure Gauge Gylecirine Filled Make: H-Guru Dial Size: 4 inch Range: 0-100 milli bar/ 0-1000mmwc Connection: 3/8” BSP Bottom | [24 empty] | E1117 : Arun Kumar
Fitting Item | Fitting Acce |  | FIT77 | Temperature Gauge with Thermowell |  | 4 | PCS | 3100 | 0 | Part | 18 |  | NO | NO |  | NO |  | 29-FEB-2024 5:51:54PM | Spec | Temperature Gauge with Thermowell Make: H-Guru Dial Size: 4” Length: 300mm Dia: 8mm Temp Range: 0-300 Deg C Connection: ½” BSP Male Body SS | [24 empty] | E1117 : Arun Kumar
Fitting Item | Line Filter |  | FIT78 | Air Filter G - 07 WS 1/2- Inch Q1- FT | 84219900 | 0 | PCS | 1 | 0 | Part | 18 |  | NO | NO |  | NO |  | 04-MAR-2024 11:27:15AM | [26 empty] | E1117 : Arun Kumar | 17-APR-2024 11:43:10AM | H1155 : Raushan Kumar
Fitting Item | Pneumatics |  | FIT79 | Manifold 8 port 1/2 inch | 848180 | 2 | PCS | 300 | 0 | Part | 18 | 0 | NO | NO |  | NO |  | 04-MAR-2024 2:52:04PM | [26 empty] | E1117 : Arun Kumar | 09-APR-2025 2:31:38PM | H1155 : Raushan Kumar
Fitting Item | Pneumatics |  | FIT8 | PUFitting,TeeF,6mm-Q3 |  | 167 | PCS | 1 | 0 | Part | 18 | 0 | NO | NO |  | NO |  | 25-OCT-2023 12:06:03PM | [26 empty] | E1117 : Arun Kumar | 04-SEP-2024 12:39:46PM | E1117 : Arun Kumar
Fitting Item | Fitting Acce |  | FIT80 | Manifold 2 port 1/4 inch | 7307 | 0 | PCS | 450 | 0 | Part | 18 |  | NO | NO |  | NO |  | 04-MAR-2024 2:52:44PM | [26 empty] | E1117 : Arun Kumar | 04-MAR-2024 3:04:25PM | E1117 : Arun Kumar
Fitting Item | Fitting Acce |  | FIT81 | PC Dead Plug 1/4' | 3917 | 0 | PCS | 90 | 0 | Part | 18 |  | NO | NO |  | NO |  | 04-MAR-2024 2:54:07PM | [26 empty] | E1117 : Arun Kumar | 04-MAR-2024 3:04:25PM | E1117 : Arun Kumar
Fitting Item | Pneumatics |  | FIT82 | Acrylic Tube Rotameter Range 100 nm3/hr Nitrogen Connect- 1 inch |  | 0 | PCS | 3600 | 0 | Part | 18 | 0 | NO | NO |  | NO |  | 07-MAR-2024 6:55:27PM | Technical Details | Range- 100 nm3/hr Application - Nitrogen S.G- 0.967 End Connection - 1" ANSI B 16.5 # 150 Flanged CC Distance- 275 mm OP Tem : Ambient Op Pressure- 6 Bar Mounting -Vertical Bottom to Top Accuracy - +- 2% on FSD Material of Construction Measuring Tube - Transparent Acrylic Float - SS316 Scale- Engraved on Body Connection Fitting - ss 304 MOC of Wetted Parts - SS304 | [24 empty] | E1117 : Arun Kumar | 10-OCT-2024 10:01:52AM | E1117 : Arun Kumar
Fitting Item | Pneumatics |  | FIT83 | Acrylic Tube Rotameter Range 6 nm3/hr Cracked Ammonia Connect - 1/2 inch |  | 0 | PCS | 3420.3 | 0 | Part | 18 | 0 | NO | NO |  | NO |  | 07-MAR-2024 7:21:21PM | Technical Details | Range- 6 nm3/hr Application - Cracked Ammonia S.G- 0.294 End Connection - 1/5" ANSI B 16.5 # 150 Flanged CC Distance- 275 mm OP Tem : Ambient Op Pressure- 6 Bar Mounting -Vertical Bottom to Top Accuracy - +- 2% on FSD Material of Construction Measuring Tube - Transparent Acrylic Float - SS316 Scale- Engraved on Body Connection Fitting - ss 304 MOC of Wetted Parts - SS304 | [24 empty] | E1117 : Arun Kumar | 10-OCT-2024 10:02:02AM | E1117 : Arun Kumar
Fitting Item | Fitting Acce |  | FIT84 | GI Reducer 80mm x40 mm | 73063090 | 0 | PCS | 437 | 0 | Part | 18 | 0 | NO | NO |  | NO |  | 13-MAR-2024 9:40:30AM | [26 empty] | E1117 : Arun Kumar | 13-MAR-2024 10:06:19AM | E1117 : Arun Kumar
Fitting Item | Fitting Acce |  | FIT85 | MS Reducer 3 inch x 1 1/2 inch | 73063090 | 0 | PCS | 220 | 0 | Part | 18 |  | NO | NO |  | NO |  | 13-MAR-2024 9:43:55AM | [26 empty] | E1117 : Arun Kumar | 13-MAR-2024 10:06:19AM | E1117 : Arun Kumar
Fitting Item | Fitting Acce |  | FIT86 | MS Male Nipple 1 1/2 x 9 inch | 73063090 | 0 | PCS | 90 | 0 | Part | 18 |  | NO | NO |  | NO |  | 13-MAR-2024 9:45:41AM | [26 empty] | E1117 : Arun Kumar | 13-MAR-2024 10:06:19AM | E1117 : Arun Kumar
Fitting Item | Fitting Acce |  | FIT87 | Gas Kit | 68129300 | 11.75 | KG | 100 | 0 | Part | 18 |  | NO | NO |  | NO |  | 13-MAR-2024 9:47:21AM | [26 empty] | E1117 : Arun Kumar | 15-APR-2025 12:16:23PM | H1155 : Raushan Kumar
Fitting Item | R 6 Hose |  | FIT88 | Hose R6 1/2 inch x 4 1/2 MTR | 40092200 | 0 | PCS | 1431 | 0 | Part | 18 |  | NO | NO |  | NO |  | 16-MAR-2024 7:17:22AM | [26 empty] | E1117 : Arun Kumar | 13-NOV-2024 9:50:20AM | H1155 : Raushan Kumar
Fitting Item | R 6 Hose |  | FIT89 | Hose R6 1/2 inch x 1 1/5 MTR | 40092200 | 0 | PCS | 389 | 0 | Part | 18 |  | NO | NO |  | NO |  | 16-MAR-2024 7:18:26AM | [26 empty] | E1117 : Arun Kumar | 25-JUN-2024 4:49:56PM | H1155 : Raushan Kumar
Fitting Item | Fitting Acce |  | FIT9 | Loctite-55-160-mtr | 59119090 | 1 | NOS | 788 | 0 | Part | 18 |  | NO | NO |  | NO |  | 02-NOV-2023 9:58:49AM | [26 empty] | E1117 : Arun Kumar | 09-APR-2025 2:31:39PM | H1155 : Raushan Kumar
Fitting Item | Fitting Acce |  | FIT90 | PRV 1-10 Bar connect 50 mm Make- AIRA | 8481 | 1 | PCS | 7740 | 0 | Part | 18 | 0 | NO | NO |  | NO |  | 16-MAR-2024 12:37:22PM | BODY | SS 304 | BONNET | SS 304 | BOTTOM PLUG | SS 304 | TEMPERATURE | UPTO85°C | PRESSURE ADJUSTING RANGE | 4TO10KG/CM2 | MAX INLET PRESSSURE | 18 KG/CM2 | CONNECTION | SCREWED END BSP | SIZE IN MM | 50 MM | [10 empty] | E1117 : Arun Kumar | 11-JUN-2024 2:00:42PM | E1117 : Arun Kumar
Fitting Item | Fitting Acce |  | FIT91 | Nitrogen regulator R-2322 Size 1 inch IP -0 -80 Bar | 84811000 | 0 | PCS | 12990 | 0 | Part | 18 |  | NO | NO |  | NO |  | 17-MAR-2024 5:08:13PM | Technical Specification | Nitrogen regulator Inlet Pressure: 70 barg Outlet pressure: 55 barg flow rate: 150 nm3/hr Connect Size - 1" | [24 empty] | E1117 : Arun Kumar | 22-MAY-2024 3:14:22PM | E1117 : Arun Kumar
Fitting Item | Fitting Acce |  | FIT92 | Hose R1 4 MTR x 1/2 inch | 40092100 | 2 | PCS | 1132 | 0 | Part | 18 |  | NO | NO |  | NO |  | 18-MAR-2024 4:49:45PM | [26 empty] | E1117 : Arun Kumar
Fitting Item | Fitting Acce |  | FIT93 | NRV 1/2 Inch Type- Hydraulic 0-100 BAR | 64610000 | 2 | PCS | 650 | 0 | Part | 18 |  | NO | NO |  | NO |  | 18-MAR-2024 4:50:44PM | [26 empty] | E1117 : Arun Kumar
Fitting Item | Fitting Acce |  | FIT94 | Elbow F 1/2 inch GI | 3917 | 8 | PCS | 50 | 0 | Part | 18 |  | NO | NO |  | NO |  | 19-MAR-2024 9:44:59AM | [26 empty] | E1117 : Arun Kumar
Fitting Item | R 6 Hose |  | FIT95 | Hose R1 2 MTR x 1/2 inch | 73079210 | 1 | PCS | 641 | 0 | Part | 18 |  | NO | NO |  | NO |  | 19-MAR-2024 11:06:06AM | [26 empty] | E1117 : Arun Kumar
Fitting Item | R 6 Hose |  | FIT96 | Hose R6 130mm 1/2inch | 73079210 | 0 | PCS | 173 | 0 | Part | 18 |  | NO | NO |  | NO |  | 19-MAR-2024 11:09:52AM | [26 empty] | E1117 : Arun Kumar | 25-JUN-2024 4:49:56PM | H1155 : Raushan Kumar
Fitting Item | R 6 Hose |  | FIT97 | Hose R6 150 mm 1/2 inch | 73079210 | 0 | PCS | 179 | 0 | Part | 18 |  | NO | NO |  | NO |  | 19-MAR-2024 11:13:36AM | [26 empty] | E1117 : Arun Kumar | 25-JUN-2024 4:49:57PM | H1155 : Raushan Kumar
Fitting Item | R 6 Hose |  | FIT98 | Hose R6 170 mm 1/2 inch | 73079210 | 0 | PCS | 687 | 0 | Part | 18 |  | NO | NO |  | NO |  | 19-MAR-2024 11:47:29AM | [26 empty] | E1117 : Arun Kumar | 24-MAR-2025 10:15:51AM | H1155 : Raushan Kumar
Fitting Item | R 6 Hose |  | FIT99 | Hose R6 265 mm 1/2 inch | 73079210 | 0 | PCS | 202 | 0 | Part | 18 |  | NO | NO |  | NO |  | 19-MAR-2024 11:48:41AM | [26 empty] | E1117 : Arun Kumar | 25-JUN-2024 4:49:56PM | H1155 : Raushan Kumar
After Sales | FlowmeterQ |  | FMQ01 | Flowmter for oxygen gas |  | 1 | NOS | 0 | 84745 | Part | 18 |  | YES | NO |  | NO | Flowmeter for OXygen GAs | 18-MAY-2026 6:17:11PM | Application | Flow measurment of oxygen gas | Pressure | upto 6 Barg | Make | Honeywell | [20 empty] | E1002 : Pradeep Sati | 18-MAY-2026 6:18:12PM | E1002 : Pradeep Sati
HR Consumables | Prize |  | HC1 | Prize,Trophy (L),Chrome Plated MS,Kiran Plastic | 392690 | 0 | NOS | 0 | 0 | RAW | 18 | 0 | YES | YES |  | NO |  | 28-MAY-2025 6:15:46PM | [26 empty] | E1002 : Pradeep Sati
HR Consumables | Prize |  | HC2 | Prize,Trophy (S),Chrome Plated MS,Kiran Plastic | 392690 | 0 | NOS | 0 | 0 | RAW | 18 | 0 | YES | YES |  | NO |  | 28-MAY-2025 6:15:46PM | [26 empty] | E1002 : Pradeep Sati
HR Consumables | Prize |  | HC3 | Prize,Trophy (M),Chrome Plated MS,Kiran Plastic | 392690 | 0 | NOS | 0 | 0 | RAW | 18 | 0 | YES | YES |  | NO |  | 28-MAY-2025 6:15:46PM | [26 empty] | E1002 : Pradeep Sati
HR Consumables | Prize |  | HC4 | Prize,Design Charge,, | 3926 | 0 | NOS | 100 | 0 | RAW | 18 | 0 | YES | YES |  | NO |  | 28-MAY-2025 6:15:46PM | [26 empty] | E1002 : Pradeep Sati | 18-NOV-2025 12:51:10PM | H1155 : Raushan Kumar
HR Consumables | Prize |  | HC5 | Prize,Trophy (L),Acrylic,Kiran Plastic | 392690 | 0 | NOS | 350 | 0 | RAW | 18 | 0 | YES | YES |  | NO |  | 19-AUG-2025 2:46:00PM | [26 empty] | E1002 : Pradeep Sati | 18-NOV-2025 12:51:10PM | H1155 : Raushan Kumar
HR Consumables | Prize |  | HC6 | Prize,Trophy (S),Acrylic,Kiran Plastic | 392690 | 0 | NOS | 450 | 0 | RAW | 18 | 0 | YES | YES |  | NO |  | 19-AUG-2025 2:46:00PM | [26 empty] | E1002 : Pradeep Sati | 18-NOV-2025 12:51:10PM | H1155 : Raushan Kumar
Asset | Laptop | HP | HP-1001 | Laptop-HP-1001 | TBD | 0 | PCS |  | 1000000 | GeneralItem | 15 | 0 | NO | NO |  | NO | TEST DESCRIPTION | 14-SEP-2022 4:31:06PM | Gas Treatment | Aqueous monoethanolamine (MEA), diglycolamine (DGA), diethanolamine (DEA), diisopropanolamine (DIPA) and methyldiethanolamine (MDEA) are widely used industrially for removing carbon dioxide (CO2) and hydrogen sulfide (H2S) from natural gas and refinery process streams | [25 empty] | 24-JUL-2023 12:09:24PM | E1073 : ABS1004
Helium Recovery System | skid |  | HRS01 | Helium Recovery Skid |  | 1 | NOS | 0 | 1250000 | Equipment | 18 |  | YES | YES |  | NO | Helium Recovery Skid | 22-OCT-2024 2:33:18PM | [26 empty] | E1002 : Pradeep Sati | 22-OCT-2024 2:49:58PM | E1002 : Pradeep Sati
Industrial Oxygen Generator | IDOS Oxygen Generator |  | IDOS 01 B-AT | IDOS 01 B | 842139 | 0 |  | 0 | 441660 | Equipment | 18 | 0 | YES | YES |  | NO | Industrial Oxygen Generation Unit | 22-OCT-2024 12:06:02PM | Gas Generated | Oxygen | Flow | 1.6 Nm3/Hr | Purity | 95 Percent | Compressor | In Your Scope / Quoted Separately | Dryer | In Your Scope / Part of Compressor Package | Air Vessel | In Your Scope / Part of Compressor Package | Dry Air Required | 12 CFM | Power Required | 230V 50 Hz Single Phase | Module Option | PSA Plant Only | [8 empty] | E1002 : Pradeep Sati | 22-OCT-2024 12:08:44PM | E1002 : Pradeep Sati
Industrial Oxygen Generator | IDOS Oxygen Generator |  | IDOS 02 B-AT | IDOS 02 B | 842139 | 0 |  | 0 | 451586 | Equipment | 18 | 0 | YES | YES |  | NO | Industrial Oxygen Generation Unit | 22-OCT-2024 12:06:02PM | Gas Generated | Oxygen | Flow | 2 Nm3/Hr | Purity | 95 Percent | Compressor | In Your Scope / Quoted Separately | Dryer | In Your Scope / Part of Compressor Package | Air Vessel | In Your Scope / Part of Compressor Package | Dry Air Required | 16 CFM | Power Required | 230V 50 Hz Single Phase | Module Option | PSA Plant Only | [8 empty] | E1002 : Pradeep Sati | 22-OCT-2024 12:08:44PM | E1002 : Pradeep Sati
Industrial Oxygen Generator | IDOS Oxygen Generator |  | IDOS 03 B-AT | IDOS 03 B | 842139 | 1 |  | 0 | 460610 | Equipment | 18 | 0 | YES | YES |  | NO | Industrial Oxygen Generation Unit | 22-OCT-2024 12:06:02PM | Gas Generated | Oxygen | Flow | 3 Nm3/Hr | Purity | 95 Percent | Compressor | In Your Scope / Quoted Separately | Dryer | In Your Scope / Part of Compressor Package | Air Vessel | In Your Scope / Part of Compressor Package | Dry Air Required | 21 CFM | Power Required | 230V 50 Hz Single Phase | Module Option | PSA Plant Only | [8 empty] | E1002 : Pradeep Sati | 22-OCT-2024 12:08:44PM | E1002 : Pradeep Sati
Industrial Oxygen Generator | IDOS Oxygen Generator |  | IDOS 04 B-AT | IDOS 04 B | 842139 | 0 |  | 0 | 479657 | Equipment | 18 | 0 | YES | YES |  | NO | Industrial Oxygen Generation Unit | 22-OCT-2024 12:06:02PM | Gas Generated | Oxygen | Flow | 4 Nm3/Hr | Purity | 95 Percent | Compressor | In Your Scope / Quoted Separately | Dryer | In Your Scope / Part of Compressor Package | Air Vessel | In Your Scope / Part of Compressor Package | Dry Air Required | 32 CFM | Power Required | 230V 50 Hz Single Phase | Module Option | PSA Plant Only | [8 empty] | E1002 : Pradeep Sati | 22-OCT-2024 12:08:44PM | E1002 : Pradeep Sati
Industrial Oxygen Generator | IDOS Oxygen Generator |  | IDOS 05 B-AT | IDOS 05 B | 842139 | 0 |  | 0 | 563747 | Equipment | 18 | 0 | YES | YES |  | NO | Industrial Oxygen Generation Unit | 22-OCT-2024 12:06:02PM | Gas Generated | Oxygen | Flow | 5.6 Nm3/Hr | Purity | 95 Percent | Compressor | In Your Scope / Quoted Separately | Dryer | In Your Scope / Part of Compressor Package | Air Vessel | In Your Scope / Part of Compressor Package | Dry Air Required | 43 CFM | Power Required | 230V 50 Hz Single Phase | Module Option | PSA Plant Only | [8 empty] | E1002 : Pradeep Sati | 22-OCT-2024 12:08:44PM | E1002 : Pradeep Sati
Industrial Oxygen Generator | IDOS Oxygen Generator |  | IDOS 06 B-AT | IDOS 06 B | 842139 | 0 |  | 0 | 646321 | Equipment | 18 | 0 | YES | YES |  | NO | Industrial Oxygen Generation Unit | 22-OCT-2024 12:06:02PM | Gas Generated | Oxygen | Flow | 6.5 Nm3/Hr | Purity | 95 Percent | Compressor | In Your Scope / Quoted Separately | Dryer | In Your Scope / Part of Compressor Package | Air Vessel | In Your Scope / Part of Compressor Package | Dry Air Required | 53 CFM | Power Required | 230V 50 Hz Single Phase | Module Option | PSA Plant Only | [8 empty] | E1002 : Pradeep Sati | 22-OCT-2024 12:08:44PM | E1002 : Pradeep Sati
Industrial Oxygen Generator | IDOS Oxygen Generator |  | IDOS 07 B-AT | IDOS 07 B | 842139 | 0 |  | 0 | 660448 | Equipment | 18 | 0 | YES | YES |  | NO | Industrial Oxygen Generation Unit | 22-OCT-2024 12:06:02PM | Gas Generated | Oxygen | Flow | 7.6 Nm3/Hr | Purity | 95 Percent | Compressor | In Your Scope / Quoted Separately | Dryer | In Your Scope / Part of Compressor Package | Air Vessel | In Your Scope / Part of Compressor Package | Dry Air Required | 58 CFM | Power Required | 230V 50 Hz Single Phase | Module Option | PSA Plant Only | [8 empty] | E1002 : Pradeep Sati | 22-OCT-2024 12:08:44PM | E1002 : Pradeep Sati
Industrial Oxygen Generator | IDOS Oxygen Generator |  | IDOS 09 B-AT | IDOS 09 B | 842139 | 1 |  | 0 | 678110 | Equipment | 18 | 0 | YES | YES |  | NO | Industrial Oxygen Generation Unit | 22-OCT-2024 12:06:02PM | Gas Generated | Oxygen | Flow | 9 Nm3/Hr | Purity | 95 Percent | Compressor | In Your Scope / Quoted Separately | Dryer | In Your Scope / Part of Compressor Package | Air Vessel | In Your Scope / Part of Compressor Package | Dry Air Required | 71 CFM | Power Required | 230V 50 Hz Single Phase | Module Option | PSA Plant Only | [8 empty] | E1002 : Pradeep Sati | 22-OCT-2024 12:08:44PM | E1002 : Pradeep Sati
Industrial Oxygen Generator | IDOS Oxygen Generator |  | IDOS 110 B-AT | IDOS 110 B | 842139 | 0 |  | 0 | 4883277 | Equipment | 18 | 0 | YES | YES |  | NO | Industrial Oxygen Generation Unit | 22-OCT-2024 12:06:02PM | Gas Generated | Oxygen | Flow | 110 Nm3/Hr | Purity | 95 Percent | Compressor | In Your Scope / Quoted Separately | Dryer | In Your Scope / Part of Compressor Package | Air Vessel | In Your Scope / Part of Compressor Package | Dry Air Required | 890 CFM | Power Required | 230V 50 Hz Single Phase | Module Option | PSA Plant Only | [8 empty] | E1002 : Pradeep Sati | 22-OCT-2024 12:08:44PM | E1002 : Pradeep Sati
Industrial Oxygen Generator | IDOS Oxygen Generator |  | IDOS 12.5 B-AT | IDOS 12.5 B | 842139 | 0 |  | 0 | 816544 | Equipment | 18 | 0 | YES | YES |  | NO | Industrial Oxygen Generation Unit | 22-OCT-2024 12:06:02PM | Gas Generated | Oxygen | Flow | 12.5 Nm3/Hr | Purity | 95 Percent | Compressor | In Your Scope / Quoted Separately | Dryer | In Your Scope / Part of Compressor Package | Air Vessel | In Your Scope / Part of Compressor Package | Dry Air Required | 101 CFM | Power Required | 230V 50 Hz Single Phase | Module Option | PSA Plant Only | [8 empty] | E1002 : Pradeep Sati | 22-OCT-2024 12:08:44PM | E1002 : Pradeep Sati
Industrial Oxygen Generator | IDOS C Oxygen Generator |  | IDOS 12.5C-AT | IDOS 12.5C | 842139 | 0 |  | 0 | 695000 | Equipment | 18 | 0 | YES | YES |  | NO | Absstem Industrial Oxygen Plant | 22-OCT-2024 12:06:02PM | Gas Generated | Oxygen | Flow | 12.5 Nm3/Hr | Purity | 95 Percent | Compressor | In Your Scope / Quoted Separately | Dryer | In Your Scope / Part of Compressor Package | Air Vessel | In Your Scope / Part of Compressor Package | Dry Air Required | 101 CFM | Power Required | 230V 50 Hz Single Phase | Module Option | PSA Plant Only | [8 empty] | E1002 : Pradeep Sati | 22-OCT-2024 12:08:44PM | E1002 : Pradeep Sati
Industrial Oxygen Generator | IDOS Oxygen Generator |  | IDOS 130 B-AT | IDOS 130 B | 842139 | 0 |  | 0 | 5574005 | Equipment | 18 | 0 | YES | YES |  | NO | Industrial Oxygen Generation Unit | 22-OCT-2024 12:06:02PM | Gas Generated | Oxygen | Flow | 130 Nm3/Hr | Purity | 95 Percent | Compressor | In Your Scope / Quoted Separately | Dryer | In Your Scope / Part of Compressor Package | Air Vessel | In Your Scope / Part of Compressor Package | Dry Air Required | 1040 CFM | Power Required | 230V 50 Hz Single Phase | Module Option | PSA Plant Only | [8 empty] | E1002 : Pradeep Sati | 22-OCT-2024 12:08:44PM | E1002 : Pradeep Sati
Industrial Oxygen Generator | IDOS Oxygen Generator |  | IDOS 15 B-AT | IDOS 15 B | 842139 | 0 |  | 0 | 960238 | Equipment | 18 | 0 | YES | YES |  | NO | Industrial Oxygen Generation Unit | 22-OCT-2024 12:06:02PM | Gas Generated | Oxygen | Flow | 15 Nm3/Hr | Purity | 95 Percent | Compressor | In Your Scope / Quoted Separately | Dryer | In Your Scope / Part of Compressor Package | Air Vessel | In Your Scope / Part of Compressor Package | Dry Air Required | 115 CFM | Power Required | 230V 50 Hz Single Phase | Module Option | PSA Plant Only | [8 empty] | E1002 : Pradeep Sati | 22-OCT-2024 12:08:44PM | E1002 : Pradeep Sati
Industrial Oxygen Generator | IDOS C Oxygen Generator |  | IDOS 15 C-AT | IDOS 15 C | 842139 | 0 |  | 0 | 790000 | Equipment | 18 | 0 | YES | YES |  | NO | Absstem Industrial Oxygen Plant | 22-OCT-2024 12:06:02PM | Gas Generated | Oxygen | Flow | 15 Nm3/Hr | Purity | 95 Percent | Compressor | In Your Scope / Quoted Separately | Dryer | In Your Scope / Part of Compressor Package | Air Vessel | In Your Scope / Part of Compressor Package | Dry Air Required | 115 CFM | Power Required | 230V 50 Hz Single Phase | Module Option | PSA Plant Only | [8 empty] | E1002 : Pradeep Sati | 22-OCT-2024 12:08:44PM | E1002 : Pradeep Sati
Industrial Oxygen Generator | IDOS Oxygen Generator |  | IDOS 150 B-AT | IDOS 150 B | 842139 | 0 |  | 0 | 7612273 | Equipment | 18 | 0 | YES | YES |  | NO | Industrial Oxygen Generation Unit | 22-OCT-2024 12:06:02PM | Gas Generated | Oxygen | Flow | 150 Nm3/Hr | Purity | 95 Percent | Compressor | In Your Scope / Quoted Separately | Dryer | In Your Scope / Part of Compressor Package | Air Vessel | In Your Scope / Part of Compressor Package | Dry Air Required | 1211 CFM | Power Required | 230V 50 Hz Single Phase | Module Option | PSA Plant Only | [8 empty] | E1002 : Pradeep Sati | 22-OCT-2024 12:08:44PM | E1002 : Pradeep Sati
Industrial Oxygen Generator | IDOS Oxygen Generator |  | IDOS 18 B-AT | IDOS 18 B | 842139 | 0 |  | 0 | 1074826 | Equipment | 18 | 0 | YES | YES |  | NO | Industrial Oxygen Generation Unit | 22-OCT-2024 12:06:02PM | Gas Generated | Oxygen | Flow | 18 Nm3/Hr | Purity | 95 Percent | Compressor | In Your Scope / Quoted Separately | Dryer | In Your Scope / Part of Compressor Package | Air Vessel | In Your Scope / Part of Compressor Package | Dry Air Required | 139 CFM | Power Required | 230V 50 Hz Single Phase | Module Option | PSA Plant Only | [8 empty] | E1002 : Pradeep Sati | 22-OCT-2024 12:08:44PM | E1002 : Pradeep Sati
Industrial Oxygen Generator | IDOS C Oxygen Generator |  | IDOS 18 C-AT | IDOS 18 C | 842139 | 0 |  | 0 | 920000 | Equipment | 18 | 0 | YES | YES |  | NO | Absstem Industrial Oxygen Plant | 22-OCT-2024 12:06:02PM | Gas Generated | Oxygen | Flow | 18 Nm3/Hr | Purity | 95 Percent | Compressor | In Your Scope / Quoted Separately | Dryer | In Your Scope / Part of Compressor Package | Air Vessel | In Your Scope / Part of Compressor Package | Dry Air Required | 139 CFM | Power Required | 230V 50 Hz Single Phase | Module Option | PSA Plant Only | [8 empty] | E1002 : Pradeep Sati | 22-OCT-2024 12:08:44PM | E1002 : Pradeep Sati
Industrial Oxygen Generator | IDOS C Oxygen Generator |  | IDOS 20 C-AT | IDOS 20 C | 842139 | 0 |  | 0 | 990000 | Equipment | 18 | 0 | YES | YES |  | NO | Absstem Industrial Oxygen Plant | 22-OCT-2024 12:06:02PM | Gas Generated | Oxygen | Flow | 20 Nm3/Hr | Purity | 95 Percent | Compressor | In Your Scope / Quoted Separately | Dryer | In Your Scope / Part of Compressor Package | Air Vessel | In Your Scope / Part of Compressor Package |  | Dry Air Required | 171 CFM | Power Required | 230V 50 Hz Single Phase | Module Option | [8 empty] | E1002 : Pradeep Sati | 22-OCT-2024 12:08:44PM | E1002 : Pradeep Sati
Industrial Oxygen Generator | IDOS Oxygen Generator |  | IDOS 200 B-AT | IDOS 200 B | 842139 | 0 |  | 0 | 8379260 | Equipment | 18 | 0 | YES | YES |  | NO | Industrial Oxygen Generation Unit | 22-OCT-2024 12:06:02PM | Gas Generated | Oxygen | Flow | 200 Nm3/Hr | Purity | 95 Percent | Compressor | In Your Scope / Quoted Separately | Dryer | In Your Scope / Part of Compressor Package | Air Vessel | In Your Scope / Part of Compressor Package | Dry Air Required | 1610 CFM | Power Required | 230V 50 Hz Single Phase | Module Option | PSA Plant Only | [8 empty] | E1002 : Pradeep Sati | 22-OCT-2024 12:08:44PM | E1002 : Pradeep Sati
Industrial Oxygen Generator | IDOS Oxygen Generator |  | IDOS 22 B-AT | IDOS 22 B | 842139 | 0 |  | 0 | 1133781 | Equipment | 18 | 0 | YES | YES |  | NO | Industrial Oxygen Generation Unit | 22-OCT-2024 12:06:02PM | Gas Generated | Oxygen | Flow | Dryer | 22 Nm3/Hr | Purity | 95 Percent | Compressor | In Your Scope / Quoted Separately | In Your Scope / Part of Compressor Package | Air Vessel | In Your Scope / Part of Compressor Package | Dry Air Required | 171 CFM | Power Required | 230V 50 Hz Single Phase | Module Option | PSA Plant Only | [8 empty] | E1002 : Pradeep Sati | 22-OCT-2024 12:08:44PM | E1002 : Pradeep Sati
Industrial Oxygen Generator | IDOS Oxygen Generator |  | IDOS 25 B-AT | IDOS 25 B | 842139 | 1 |  | 0 | 1279742 | Equipment | 18 | 0 | YES | YES |  | NO | Industrial Oxygen Generation Unit | 22-OCT-2024 12:06:02PM | Gas Generated | Oxygen | Flow | 25 Nm3/Hr | Purity | 95 Percent | Compressor | In Your Scope / Quoted Separately | Dryer | In Your Scope / Part of Compressor Package | Air Vessel | In Your Scope / Part of Compressor Package | Dry Air Required | 208 CFM | Power Required | 230V 50 Hz Single Phase | Module Option | PSA Plant Only | [8 empty] | E1002 : Pradeep Sati | 22-DEC-2025 12:38:35PM | E1118 : Sachin Chauhan
Industrial Oxygen Generator | IDOS C Oxygen Generator |  | IDOS 25 C-AT | IDOS 25 C | 842139 | 0 |  | 0 | 1115000 | Equipment | 18 | 0 | YES | YES |  | NO | Absstem Industrial Oxygen Plant | 22-OCT-2024 12:06:02PM | Oxygen | Gas Generated | Flow | 25 Nm3/Hr | Purity | 95 Percent | Compressor | In Your Scope / Quoted Separately | Dryer | In Your Scope / Part of Compressor Package | Air Vessel | In Your Scope / Part of Compressor Package | Dry Air Required | 208 CFM | Power Required | 230V 50 Hz Single Phase | Module Option | PSA Plant Only | [8 empty] | E1002 : Pradeep Sati | 22-OCT-2024 12:08:44PM | E1002 : Pradeep Sati
Industrial Oxygen Generator | IDOS Oxygen Generator |  | IDOS 250 B-AT | IDOS 250 B | 842139 | 0 |  | 0 | 10050885 | Equipment | 18 | 0 | YES | YES |  | NO | Industrial Oxygen Generation Unit | 22-OCT-2024 12:06:02PM | Gas Generated | Oxygen | Flow | 250 Nm3/Hr | Purity | 95 Percent | Compressor | In Your Scope / Quoted Separately | Dryer | In Your Scope / Part of Compressor Package | Air Vessel | In Your Scope / Part of Compressor Package | Dry Air Required | 1911 CFM | Power Required | 230V 50 Hz Single Phase | Module Option | PSA Plant Only | [8 empty] | E1002 : Pradeep Sati | 22-OCT-2024 12:08:44PM | E1002 : Pradeep Sati
Industrial Oxygen Generator | IDOS C Oxygen Generator |  | IDOS 2C-AT | IDOS 2C | 842139 | 0 |  | 0 | 325000 | Equipment | 18 | 0 | YES | YES |  | NO | Absstem Industrial Oxygen Plant | 22-OCT-2024 12:06:02PM | Gas Generated | Oxygen | Flow | 2 Nm3/Hr | Purity | 95 Percent | Compressor | In Your Scope / Quoted Separately | Dryer | In Your Scope / Part of Compressor Package | Air Vessel | In Your Scope / Part of Compressor Package | Dry Air Required | 16 CFM | Power Required | 230V 50 Hz Single Phase | Module Option | PSA Plant Only | [8 empty] | E1002 : Pradeep Sati | 22-OCT-2024 12:08:44PM | E1002 : Pradeep Sati
Industrial Oxygen Generator | IDOS Oxygen Generator |  | IDOS 30 B-AT | IDOS 30 B | 842139 | 0 |  | 0 | 1404446 | Equipment | 18 | 0 | YES | YES |  | NO | Industrial Oxygen Generation Unit | 22-OCT-2024 12:06:02PM | Gas Generated | Oxygen | Flow | 30 Nm3/Hr | Purity | 95 Percent | Compressor | In Your Scope / Quoted Separately | Dryer | In Your Scope / Part of Compressor Package | Air Vessel | In Your Scope / Part of Compressor Package | Dry Air Required | 254 CFM | Power Required | 230V 50 Hz Single Phase | Module Option | PSA Plant Only | [8 empty] | E1002 : Pradeep Sati | 22-OCT-2024 12:08:44PM | E1002 : Pradeep Sati
Industrial Oxygen Generator | IDOS C Oxygen Generator |  | IDOS 30 C-AT | IDOS 30 C | 842139 | 0 |  | 0 | 1325000 | Equipment | 18 | 0 | YES | YES |  | NO | Absstem Industrial Oxygen Plant | 22-OCT-2024 12:06:02PM | Gas Generated | Oxygen | Flow | 30 Nm3/Hr | Purity | 96 Percent | Compressor | In Your Scope / Quoted Separately | Dryer | In Your Scope / Part of Compressor Package | Air Vessel | In Your Scope / Part of Compressor Package | Dry Air Required | 254 CFM | Power Required | 230V 50 Hz Single Phase | Module Option | PSA Plant Only | [8 empty] | E1002 : Pradeep Sati | 22-OCT-2024 12:08:44PM | E1002 : Pradeep Sati
Industrial Oxygen Generator | IDOS C Oxygen Generator |  | IDOS 3C-AT | IDOS 3C | 842139 | 0 |  | 0 | 339950 | Equipment | 18 | 0 | YES | YES |  | NO | Absstem Industrial Oxygen Plant | 22-OCT-2024 12:06:02PM | Gas Generated | Oxygen | Flow | 3 Nm3/Hr | Purity | 95 Percent | Compressor | In Your Scope / Quoted Separately | Dryer | In Your Scope / Part of Compressor Package | Air Vessel | In Your Scope / Part of Compressor Package | Dry Air Required | 21 CFM | Power Required | 230V 50 Hz Single Phase | Module Option | PSA Plant Only | [8 empty] | E1002 : Pradeep Sati | 22-OCT-2024 12:08:44PM | E1002 : Pradeep Sati
Industrial Oxygen Generator | IDOS Oxygen Generator |  | IDOS 40 B-AT | IDOS 40 B | 842139 | 0 |  | 0 | 1683680 | Equipment | 18 | 0 | YES | YES |  | NO | Industrial Oxygen Generation Unit | 22-OCT-2024 12:06:02PM | Gas Generated | Oxygen | Flow | 40 Nm3/Hr | Purity | 95 Percent | Compressor | In Your Scope / Quoted Separately | Dryer | In Your Scope / Part of Compressor Package | Air Vessel | In Your Scope / Part of Compressor Package | Dry Air Required | 315 CFM | Power Required | 230V 50 Hz Single Phase | Module Option | PSA Plant Only | [8 empty] | E1002 : Pradeep Sati | 22-OCT-2024 12:08:44PM | E1002 : Pradeep Sati
Industrial Oxygen Generator | IDOS Oxygen Generator |  | IDOS 45 B-AT | IDOS 45 B | 842139 | 0 |  | 0 | 1939088 | Equipment | 18 | 0 | YES | YES |  | NO | Industrial Oxygen Generation Unit | 22-OCT-2024 12:06:02PM | Gas Generated | Oxygen | Flow | 45 Nm3/Hr | Purity | 95 Percent | Compressor | In Your Scope / Quoted Separately | Dryer | In Your Scope / Part of Compressor Package | Air Vessel | In Your Scope / Part of Compressor Package | Dry Air Required | 360 CFM | Power Required | 230V 50 Hz Single Phase | Module Option | PSA Plant Only | [8 empty] | E1002 : Pradeep Sati | 22-OCT-2024 12:08:44PM | E1002 : Pradeep Sati
Industrial Oxygen Generator | IDOS C Oxygen Generator |  | IDOS 4C-AT | IDOS 4C | 842139 | 0 |  | 0 | 375000 | Equipment | 18 | 0 | YES | YES |  | NO | Absstem Industrial Oxygen Plant | 22-OCT-2024 12:06:02PM | Gas Generated | Oxygen | Flow | 4 Nm3/Hr | Purity | 95 Percent | Compressor | In Your Scope / Quoted Separately | Dryer | In Your Scope / Part of Compressor Package | Air Vessel | In Your Scope / Part of Compressor Package | Dry Air Required | 32 CFM | Power Required | 230V 50 Hz Single Phase | Module Option | PSA Plant Only | [8 empty] | E1002 : Pradeep Sati | 22-OCT-2024 12:08:44PM | E1002 : Pradeep Sati
Industrial Oxygen Generator | IDOS Oxygen Generator |  | IDOS 50 B-AT | IDOS 50 B | 842139 | 0 |  | 0 | 2096829 | Equipment | 18 | 0 | YES | YES |  | NO | Industrial Oxygen Generation Unit | 22-OCT-2024 12:06:02PM | Gas Generated | Oxygen | Flow | 50 Nm3/Hr | Purity | 95 Percent | Compressor | In Your Scope / Quoted Separately | Dryer | In Your Scope / Part of Compressor Package | Air Vessel | In Your Scope / Part of Compressor Package | Dry Air Required | 394 CFM | Power Required | 230V 50 Hz Single Phase | Module Option | PSA Plant Only | [8 empty] | E1002 : Pradeep Sati | 22-OCT-2024 12:08:44PM | E1002 : Pradeep Sati
Industrial Oxygen Generator | IDOS C Oxygen Generator |  | IDOS 5C-AT | IDOS 5C | 842139 | 0 |  | 0 | 450000 | Equipment | 18 | 0 | YES | YES |  | NO | Absstem Industrial Oxygen Plant | 22-OCT-2024 12:06:02PM | Gas Generated | Oxygen | Flow | 5 Nm3/Hr | Purity | 95 Percent | Compressor | In Your Scope / Quoted Separately | Dryer | In Your Scope / Part of Compressor Package | Air Vessel | In Your Scope / Part of Compressor Package | Dry Air Required | 43 CFM | Power Required | 230V 50 Hz Single Phase | Module Option | PSA Plant Only | [8 empty] | E1002 : Pradeep Sati | 22-OCT-2024 12:08:44PM | E1002 : Pradeep Sati
Industrial Oxygen Generator | IDOS Oxygen Generator |  | IDOS 60 B-AT | IDOS 60 B | 842139 | 0 |  | 0 | 2482942 | Equipment | 18 | 0 | YES | YES |  | NO | Industrial Oxygen Generation Unit | 22-OCT-2024 12:06:02PM | Gas Generated | Oxygen | Flow | 65 Nm3/Hr | Purity | 95 Percent | Compressor | In Your Scope / Quoted Separately | Dryer | In Your Scope / Part of Compressor Package | Air Vessel | In Your Scope / Part of Compressor Package | Dry Air Required | 520 CFM | Power Required | 230V 50 Hz Single Phase | Module Option | PSA Plant Only | [8 empty] | E1002 : Pradeep Sati | 22-OCT-2024 12:08:44PM | E1002 : Pradeep Sati
Industrial Oxygen Generator | IDOS Oxygen Generator |  | IDOS 75 B-AT | IDOS 75 B | 842139 | 0 |  | 0 | 3150445 | Equipment | 18 | 0 | YES | YES |  | NO | Industrial Oxygen Generation Unit | 22-OCT-2024 12:06:02PM | Gas Generated | Oxygen | Flow | 75 Nm3/Hr | Purity | 95 Percent | Compressor | In Your Scope / Quoted Separately | Dryer | In Your Scope / Part of Compressor Package | Air Vessel | In Your Scope / Part of Compressor Package | Dry Air Required | 602 CFM | Power Required | 230V 50 Hz Single Phase | Module Option | PSA Plant Only | [8 empty] | E1002 : Pradeep Sati | 22-OCT-2024 12:08:44PM | E1002 : Pradeep Sati
Industrial Oxygen Generator | IDOS C Oxygen Generator |  | IDOS 7C-AT | IDOS 7C | 842139 | 0 |  | 0 | 537550 | Equipment | 18 | 0 | YES | YES |  | NO | Absstem Industrial Oxygen Plant | 22-OCT-2024 12:06:02PM | Gas Generated | Oxygen | Flow | 7 Nm3/Hr | Purity | 95 Percent | Compressor | In Your Scope / Quoted Separately | Dryer | In Your Scope / Part of Compressor Package | Air Vessel | In Your Scope / Part of Compressor Package | Dry Air Required | 58 CFM | Power Required | 230V 50 Hz Single Phase | Module Option | PSA Plant Only | [8 empty] | E1002 : Pradeep Sati | 22-OCT-2024 12:08:44PM | E1002 : Pradeep Sati
Industrial Oxygen Generator | IDOS Oxygen Generator |  | IDOS 90 B-AT | IDOS 90 B | 842139 | 0 |  | 0 | 4480001 | Equipment | 18 | 0 | YES | YES |  | NO | Industrial Oxygen Generation Unit | 22-OCT-2024 12:06:02PM | Gas Generated | Oxygen | Flow | 90 Nm3/Hr | Purity | 95 Percent | Compressor | In Your Scope / Quoted Separately | Dryer | In Your Scope / Part of Compressor Package | Air Vessel | In Your Scope / Part of Compressor Package | Dry Air Required | 746 CFM | Power Required | 230V 50 Hz Single Phase | Module Option | PSA Plant Only | [8 empty] | E1002 : Pradeep Sati | 22-OCT-2024 12:08:44PM | E1002 : Pradeep Sati
Industrial Oxygen Generator | IDOS C Oxygen Generator |  | IDOS 9C-AT | IDOS 9C | 842139 | 0 |  | 0 | 575000 | Equipment | 18 | 0 | YES | YES |  | NO | Absstem Industrial Oxygen Plant | 22-OCT-2024 12:06:02PM | Gas Generated | Oxygen | Flow | 9 Nm3/Hr | Purity | 95 Percent | Compressor | In Your Scope / Quoted Separately | Dryer | In Your Scope / Part of Compressor Package | Air Vessel | In Your Scope / Part of Compressor Package | Dry Air Required | 71 CFM | Power Required | 230V 50 Hz Single Phase | Module Option | PSA Plant Only | [8 empty] | E1002 : Pradeep Sati | 22-OCT-2024 12:08:44PM | E1002 : Pradeep Sati
IIOT | IIOT -01 |  | IIOT01 | IIOT01 | 8517 | 0 | NOS | 6500 | 50000 | Part | 18 |  | YES | YES |  | NO | IIOT | 29-JUL-2026 4:27:27PM | [26 empty] | E1002 : Pradeep Sati | 29-JUL-2026 4:44:01PM | E1002 : Pradeep Sati
IT | Storage |  | IT1 | SD Card |  | 19 | PCS | 350 | 0 | Part | 18 |  | NO | NO |  | NO |  | 19-SEP-2023 5:26:16PM | [26 empty] | E1117 : Arun Kumar | 04-DEC-2023 3:10:10PM | H1155 : Raushan Kumar
IT | Storage |  | IT2 | Card Reader |  | 14 | PCS | 1 | 0 | Part | 18 |  | NO | NO |  | NO |  | 19-SEP-2023 5:26:44PM | [26 empty] | E1117 : Arun Kumar
IT | Software |  | IT3 | IT Related Service | 8443-370 | 1 | Bundel | 2530 | 0 | Part | 18 |  | NO | NO |  | YES |  | 14-NOV-2024 11:12:32AM | [26 empty] | E1117 : Arun Kumar
JOB Work | Crimping |  | JOB1 | House R2 1" Crimp | 7307 | 17 | NOS | 600 | 0 | Part | 18 | 0 | NO | NO |  | NO |  | 23-OCT-2023 10:28:51AM | [26 empty] | H1155 : Raushan Kumar | 23-OCT-2023 10:35:01AM | E1117 : Arun Kumar
JOB Work | Service Charge |  | JOB10 | Ambient Air Quality Analysis-TEST | 998346 | 1 | Bundel | 3500 | 0 | Part | 18 | 0 | NO | NO |  | YES |  | 01-APR-2025 11:41:25AM | [26 empty] | E1117 : Arun Kumar | 01-APR-2025 11:43:23AM | E1117 : Arun Kumar
JOB Work | Service Charge |  | JOB11 | Indoor Air Quality Analysis- test | 998346 | 2 | Bundel | 1800 | 0 | Part | 18 | 0 | NO | NO |  | YES |  | 01-APR-2025 11:42:26AM | [26 empty] | E1117 : Arun Kumar | 01-APR-2025 11:43:31AM | E1117 : Arun Kumar
JOB Work | Service Charge |  | JOB12 | Indoor Noise Level- Test | 998346 | 2 | Bundel | 500 | 0 | Part | 18 | 0 | NO | NO |  | YES |  | 01-APR-2025 11:43:07AM | [26 empty] | E1117 : Arun Kumar | 01-APR-2025 11:43:38AM | E1117 : Arun Kumar
JOB Work | Service Charge |  | JOB13 | Drinking Water Test | 998346 | 1 | Bundel | 2000 | 0 | Part | 18 |  | NO | NO |  | YES |  | 01-APR-2025 11:44:12AM | [26 empty] | E1117 : Arun Kumar
JOB Work | Service Charge |  | JOB14 | Raw Water Test | 998346 | 1 | Bundel | 2000 | 0 | Part | 18 |  | NO | NO |  | YES |  | 01-APR-2025 11:44:41AM | [26 empty] | E1117 : Arun Kumar
JOB Work | Service Charge |  | JOB15 | Earth Pit Testing | 998346 | 2 | Bundel | 600 | 0 | Part | 18 |  | NO | NO |  | YES |  | 01-APR-2025 11:45:19AM | [26 empty] | E1117 : Arun Kumar
JOB Work | Service Charge |  | JOB16 | Electric Wire Rope Hoist Test | 998346 | 2 | Bundel | 1000 | 0 | Part | 18 | 0 | NO | NO |  | YES |  | 01-APR-2025 11:46:14AM | [26 empty] | E1117 : Arun Kumar | 01-APR-2025 11:46:31AM | E1117 : Arun Kumar
JOB Work | Service Charge |  | JOB17 | Hand Pallet Truck Testing | 998346 | 0 | NOS | 700 | 0 | Part | 18 |  | NO | YES |  | NO |  | 03-APR-2025 10:36:45AM | [26 empty] | E1117 : Arun Kumar
JOB Work | Service Charge |  | JOB18 | Compressed Air Receiver Testing | 998346 | 0 | NOS | 800 | 0 | Part | 18 |  | NO | YES |  | NO |  | 03-APR-2025 10:38:05AM | [26 empty] | E1117 : Arun Kumar
JOB Work | Service Charge |  | JOB19 | D SHackle Testing | 998346 | 0 | NOS | 400 | 0 | Part | 18 |  | NO | YES |  | NO |  | 03-APR-2025 10:38:51AM | [26 empty] | E1117 : Arun Kumar
JOB Work | Crimping |  | JOB2 | House R2 3/4" Crimp | 7307 | 6 | NOS | 125 | 0 | Part | 18 | 0 | NO | NO |  | NO |  | 23-OCT-2023 10:30:04AM | [26 empty] | H1155 : Raushan Kumar | 23-OCT-2023 10:35:14AM | E1117 : Arun Kumar
Consumables Admin use | stationery binding |  | JOB3 | stationery Spring bind | 8440 | 7 | NOS | 40 | 0 | Part | 18 | 0 | NO | NO |  | NO |  | 23-OCT-2023 10:58:26AM | [26 empty] | E1117 : Arun Kumar | 27-MAY-2025 4:28:21PM | H1155 : Raushan Kumar
JOB Work | Crimping |  | JOB4 | HouseR2-1/2-Crimp | 7307 | 26 | PCS | 150 | 0 | Part | 18 |  | NO | NO |  | NO |  | 02-NOV-2023 9:36:36AM | [26 empty] | E1117 : Arun Kumar
JOB Work | Coating |  | JOB5 | Powder Coating |  | 103.6 | Bundel | 23 | 0 | Part | 18 | 0 | NO | NO |  | YES |  | 29-OCT-2024 12:17:37PM | [26 empty] | E1117 : Arun Kumar | 29-OCT-2024 12:19:07PM | E1117 : Arun Kumar
JOB Work | Sheet Metal |  | JOB6 | Fabrication |  | 122.5 | Bundel | 122.5 | 0 | Part | 18 | 0 | NO | NO |  | YES |  | 29-OCT-2024 12:25:49PM | [26 empty] | E1117 : Arun Kumar | 29-OCT-2024 12:26:31PM | E1117 : Arun Kumar
JOB Work | stationery binding |  | JOB7 | Gauge calibration |  | 2 | PCS | 250 | 0 | Part | 18 | 0 | NO | NO |  | YES |  | 21-NOV-2024 9:20:48AM | [26 empty] | E1117 : Arun Kumar | 21-NOV-2024 9:22:08AM | E1117 : Arun Kumar
JOB Work | stationery binding |  | JOB8 | vernier caliper calibration |  | 1 | PCS | 220 | 0 | Part | 18 | 0 | NO | NO |  | YES |  | 21-NOV-2024 9:21:25AM | [26 empty] | E1117 : Arun Kumar | 21-NOV-2024 9:22:17AM | E1117 : Arun Kumar
JOB Work | Service Charge |  | JOB9 | Retainer Ship Charge against Labour LAW | 998311 | 2 | Bundel | 5000 | 0 | Part | 18 |  | NO | NO |  | YES |  | 08-JAN-2025 9:23:53AM | [26 empty] | E1117 : Arun Kumar
Electrical Item |  |  | JW0001 | Banding Charges |  | 1 |  | 2000 | 50 | Part | 18 |  | NO | NO |  | NO |  | 15-APR-2023 12:05:04PM | [26 empty] | Admin : Admin
Electrical Item | Capacit |  | JW0002 | Fabrication Charge |  | 0 | KG | 0 | 105 | Part | 18 | 0 | NO | NO |  | NO |  | 15-APR-2023 12:06:40PM | [26 empty] | Admin : Admin | 29-OCT-2024 12:26:42PM | E1117 : Arun Kumar
Asset | Laptop | Lenovo | LENOVOLAP1 | LENOVOLAP1 |  | 4 | PCS | 0 | 0 | FA | 18 | 0 | YES | YES |  | NO |  | 16-NOV-2024 10:37:45AM | [26 empty] | E1150 : Test EMP | 24-MAR-2026 11:42:01AM | H1160 : retired admin
Medical Oxygen Generator | MedO PSA Package |  | MedO 01 | MedO 01 | 842139 | 0 |  | 0 | 1400000 | Equipment | 18 | 0 | YES | NO |  | NO | Medical Oxygen Generation Plant | 04-AUG-2022 5:16:34PM | Gas Generated | Oxygen | Flow | 1.6 NM3/hr or 26 LPM | Purity | 93+3% | Compressor | Included | Dryer Included | Included | Air Tank | Included | Storage Tank | Included | Compressor Make | Kaeser/ IR/ Power Efficitent Brands | Compressor Rating | 2.2 KW | Power Required | 415V 50 Hz 3 Phase | Total Solution | Complete PSA Plant End to End |  |  |  |  | Admin : Admin | 18-OCT-2024 9:46:52AM | E1073 : ABS1004
Medical Oxygen Generator | MedO PSA Only |  | MedO 01 B | MedO 01 B | 842139 | 0 |  | 0 | 886400 | Equipment | 18 | 0 | YES | NO |  | NO | Medical Oxygen Generation Unit | 04-AUG-2022 5:12:39PM | Gas Generated | Oxygen | Flow | 1.6 NM3/hr or 26 LPM | Purity 93+3% | 93+3% | Compressor | In Your Scope | Dryer Included | In Your Scope | Air Tank | Included | Storage Tank | Included | Compressor Rating | 2.2 KW | Power Required | 230V 50 Hz Single Phase | Module Option | PSA Plant Only | [6 empty] | Admin : Admin | 18-OCT-2024 9:46:40AM | E1073 : ABS1004
Medical Oxygen Generator | MedO PSA Package Dual Compressor |  | MedO 01 D | MedO 01 D | 842139 | 0 |  | 0 | 1765000 | Equipment | 18 | 0 | YES | NO |  | NO | Medical Oxygen Generation Plant | 12-DEC-2022 2:19:17PM | Gas Generated | Oxygen | Flow | 1.6 NM3/hr or 26 LPM | Purity | 93+3% | Compressor ( 2 Nos.) | Included | Dryer Included | Included | Air Tank | Included | Storage Tank | Included | Compressor Make | Kaeser/ IR/ Power Efficitent Brands | Compressor Rating | 2.2 KW | Power Required | 415V 50 Hz 3 Phase | Total Solution | Complete PSA Plant End to End with Dual Compressor ( 1 Working + 1 Standby) |  |  |  |  | E1002 : Pradeep Sati | 18-OCT-2024 9:45:53AM | E1073 : ABS1004
Medical Oxygen Generator | MedO PSA Package |  | MedO 02 | MedO 02 | 842139 | 0 |  | 0 | 1600000 | Equipment | 18 | 0 | YES | NO |  | NO | Medical Oxygen Generation Plant | 04-AUG-2022 5:16:34PM | Gas Generated | Oxygen | Flow | 2 NM3/hr or 33 LPM | Purity 93+3% | 93+3% | Compressor | Included | Dryer Included | Included | Air Tank | Included | Storage Tank | Included | Compressor Make | Kaeser/ IR/ Power Efficitent Brands | Compressor Rating | 3 KW | Power Required | 415V 50 Hz 3 Phase | Total Solution | Complete PSA Plant End to End |  |  |  |  | Admin : Admin | 18-OCT-2024 9:50:59AM | E1073 : ABS1004
Medical Oxygen Generator | MedO PSA Only |  | MedO 02 B | MedO 02 B | 842139 | 0 |  | 0 | 1032000 | Equipment | 18 | 0 | YES | NO |  | NO | Medical Oxygen Generation Unit | 04-AUG-2022 5:12:39PM | Gas Generated | Oxygen | Flow | 2 NM3/hr or 33 LPM | Purity 93+3% | 93+3% | Compressor | In Your Scope | Dryer Included | In Your Scope | Air Tank | Included | Storage Tank | Included | Compressor Rating | 3 KW | Power Required | 230V 50 Hz Single Phase | Module Option | PSA Plant Only | [6 empty] | Admin : Admin | 18-OCT-2024 9:51:15AM | E1073 : ABS1004
Medical Oxygen Generator | MedO PSA Package Dual Compressor |  | MedO 02 D | MedO 02 D | 842139 | 0 |  | 0 | 1987500 | Equipment | 18 | 0 | YES | NO |  | NO | Medical Oxygen Generation Plant | 12-DEC-2022 2:19:17PM | Gas Generated | Oxygen | Flow | 2 NM3/hr or 33 LPM | Purity 93+3% | 93+3% | Compressor ( 2 Nos.) | Included | Dryer Included | Included | Air Tank | Included | Storage Tank | Included | Compressor Make | Kaeser/ IR/ Power Efficitent Brands | Compressor Rating | 3 KW | Power Required | 415V 50 Hz 3 Phase | Total Solution | Complete PSA Plant End to End with Dual Compressor ( 1 Working + 1 Standby) |  |  |  |  | E1002 : Pradeep Sati | 18-OCT-2024 9:51:32AM | E1073 : ABS1004
Medical Oxygen Generator | MedO PSA Package |  | MedO 03 | MedO 03 | 842139 | 2 |  | 0 | 1700000 | Equipment | 18 | 0 | YES | NO |  | NO | Medical Oxygen Generation Plant | 04-AUG-2022 5:16:34PM | Gas Generated | Oxygen | Flow | 3 NM3/hr or 50 LPM | Purity 93+3% | 93+3% | Compressor | Included | Dryer Included | Included | Air Tank | Included | Storage Tank | Included | Compressor Make | Kaeser/ IR/ Power Efficitent Brands | Compressor Rating | 4 KW | Power Required | 415V 50 Hz 3 Phase | Total Solution | Complete PSA Plant End to End |  |  |  |  | Admin : Admin | 18-OCT-2024 9:51:46AM | E1073 : ABS1004
Medical Oxygen Generator | MedO PSA Only |  | MedO 03 B | MedO 03 B | 842139 | 0 |  | 0 | 1094007 | Equipment | 18 | 0 | YES | NO |  | NO | Medical Oxygen Generation Unit | 04-AUG-2022 5:12:39PM | Gas Generated | Oxygen | Flow | 3 NM3/hr or 50 LPM | Purity 93+3% | 93+3% | Compressor | In Your Scope | Dryer Included | In Your Scope | Air Tank | Included | Storage Tank | Included | Compressor Rating | 4 KW | Power Required | 230V 50 Hz Single Phase | Module Option | PSA Plant Only | [6 empty] | Admin : Admin | 18-OCT-2024 9:52:03AM | E1073 : ABS1004
Medical Oxygen Generator | MedO PSA Package Dual Compressor |  | MedO 03 D | MedO 03 D | 842139 | 0 |  | 0 | 2115615 | Equipment | 18 | 0 | YES | NO |  | NO | Medical Oxygen Generation Plant | 12-DEC-2022 2:19:18PM | Gas Generated | Oxygen | Flow | 3 NM3/hr or 50 LPM | Purity 93+3% | 93+3% | Compressor ( 2 Nos.) | Included | Dryer Included | Included | Air Tank | Included | Storage Tank | Included | Compressor Make | Kaeser/ IR/ Power Efficitent Brands | Compressor Rating | 4 KW | Power Required | 415V 50 Hz 3 Phase | Total Solution | Complete PSA Plant End to End with Dual Compressor ( 1 Working + 1 Standby) |  |  |  |  | E1002 : Pradeep Sati | 18-OCT-2024 9:52:16AM | E1073 : ABS1004
Medical Oxygen Generator | MedO PSA Package |  | MedO 04 | MedO 04 | 842139 | 0 |  | 0 | 1830000 | Equipment | 18 | 0 | YES | NO |  | NO | Medical Oxygen Generation Plant | 04-AUG-2022 5:16:34PM | Gas Generated | Oxygen | Flow | 4 NM3/hr or 67 LPM | Purity 93+3% | 93+3% | Compressor | Included | Dryer Included | Included | Air Tank | Included | Storage Tank | Included | Compressor Make | Kaeser/ IR/ Power Efficitent Brands | Compressor Rating | 5.5 KW | Power Required | 415V 50 Hz 3 Phase | Total Solution | Complete PSA Plant End to End |  |  |  |  | Admin : Admin | 18-OCT-2024 9:52:30AM | E1073 : ABS1004
Medical Oxygen Generator | MedO PSA Package Dual Compressor |  | MedO 04 D | MedO 04 D | 842139 | 0 |  | 0 | 2316250 | Equipment | 18 | 0 | YES | NO |  | NO | Medical Oxygen Generation Plant | 12-DEC-2022 2:19:18PM | Gas Generated | Oxygen | Flow | 4 NM3/hr or 67 LPM | Purity 93+3% | 93+3% | Compressor ( 2 Nos.) | Included | Dryer Included | Included | Air Tank | Included | Storage Tank | Included | Compressor Make | Kaeser/ IR/ Power Efficitent Brands | Compressor Rating | 5.5 KW | Power Required | 415V 50 Hz 3 Phase | Total Solution | Complete PSA Plant End to End with Dual Compressor ( 1 Working + 1 Standby) |  |  |  |  | E1002 : Pradeep Sati | 18-OCT-2024 9:52:43AM | E1073 : ABS1004
Medical Oxygen Generator | MedO PSA Only |  | MedO 04 B | MedO 04 B | 842139 | 0 |  | 0 | 1152800 | Equipment | 18 | 0 | YES | NO |  | NO | Medical Oxygen Generation Unit | 04-AUG-2022 5:12:39PM | Gas Generated | Oxygen | Flow | 4 NM3/hr or 67 LPM | Purity 93+3% | 93+3% | Compressor | In Your Scope | Dryer Included | In Your Scope | Air Tank | Included | Storage Tank | Included | Compressor Rating | 5.5 KW | Power Required | 230V 50 Hz Single Phase | Module Option | PSA Plant Only | [6 empty] | Admin : Admin | 18-OCT-2024 9:52:54AM | E1073 : ABS1004
Medical Oxygen Generator | MedO PSA Package |  | MedO 05 | MedO 05 | 842139 | 0 |  | 0 | 2285000 | Equipment | 18 | 0 | YES | NO |  | NO | Medical Oxygen Generation Plant | 04-AUG-2022 5:16:34PM | Gas Generated | Oxygen | Flow | 5.5 NM3/hr or 92 LPM | Purity 93+3% | 93+3% | Compressor | Included | Dryer Included | Included | Air Tank | Included | Storage Tank | Included | Compressor Make | Kaeser/ IR/ Power Efficitent Brands | Compressor Rating | 7.5 KW | Power Required | 415V 50 Hz 3 Phase | Total Solution | Complete PSA Plant End to End |  |  |  |  | Admin : Admin | 18-OCT-2024 9:53:05AM | E1073 : ABS1004
Medical Oxygen Generator | MedO PSA Only |  | MedO 05 B | MedO 05 B | 842139 | 0 |  | 0 | 1496691 | Equipment | 18 | 0 | YES | NO |  | NO | Medical Oxygen Generation Unit | 04-AUG-2022 5:12:39PM | Gas Generated | Oxygen | Flow | 5.5 NM3/hr or 92 LPM | Purity 93+3% | 93+3% | Compressor | In Your Scope | Dryer Included | In Your Scope | Air Tank | Included | Storage Tank | Included | Compressor Rating | 7.5 KW | Power Required | 230V 50 Hz Single Phase | Module Option | PSA Plant Only | [6 empty] | Admin : Admin | 18-OCT-2024 9:53:18AM | E1073 : ABS1004
Medical Oxygen Generator | MedO PSA Package Dual Compressor |  | MedO 05 D | MedO 05 D | 842139 | 0 |  | 0 | 2802670 | Equipment | 18 | 0 | YES | NO |  | NO | Medical Oxygen Generation Plant | 12-DEC-2022 2:19:18PM | Gas Generated | Oxygen | Flow | 5.5 NM3/hr or 92 LPM | Purity 93+3% | 93+3% | Compressor ( 2 Nos.) | Included | Dryer Included | Included | Air Tank | Included | Storage Tank | Included | Compressor Make | Kaeser/ IR/ Power Efficitent Brands | Compressor Rating | 7.5 KW | Power Required | 415V 50 Hz 3 Phase | Total Solution | Complete PSA Plant End to End with Dual Compressor ( 1 Working + 1 Standby) |  |  |  |  | E1002 : Pradeep Sati | 18-OCT-2024 9:53:31AM | E1073 : ABS1004
Medical Oxygen Generator | MedO PSA Package |  | MedO 06 | MedO 06 | 842139 | 5 |  | 0 | 2470000 | Equipment | 18 | 0 | YES | NO |  | NO | Medical Oxygen Generation Plant | 04-AUG-2022 5:16:34PM | Gas Generated | Oxygen | Flow | 6.5 NM3/hr or 108 LPM | Purity 93+3% | 93+3% | Compressor | Included | Dryer Included | Included | Air Tank | Included | Storage Tank | Included | Compressor Make | Kaeser/ IR/ Power Efficitent Brands | Compressor Rating | 9 KW | Power Required | 415V 50 Hz 3 Phase | Total Solution | Complete PSA Plant End to End |  |  |  |  | Admin : Admin | 18-OCT-2024 9:54:23AM | E1073 : ABS1004
Medical Oxygen Generator | MedO PSA Only |  | MedO 06 B | MedO 06 B | 842139 | 1 |  | 0 | 1616000 | Equipment | 18 | 0 | YES | NO |  | NO | Medical Oxygen Generation Unit | 04-AUG-2022 5:12:39PM | Gas Generated | Oxygen | Flow | 6.5 NM3/hr or 108 LPM | Purity 93+3% | 93+3% | Compressor | In Your Scope | Dryer Included | In Your Scope | Air Tank | Included | Storage Tank | Included | Compressor Rating | 9 KW | Power Required | 230V 50 Hz Single Phase | Module Option | PSA Plant Only | [6 empty] | Admin : Admin | 18-OCT-2024 9:54:33AM | E1073 : ABS1004
Medical Oxygen Generator | MedO PSA Package Dual Compressor |  | MedO 06 D | MedO 06 D | 842139 | 34 |  | 0 | 3032500 | Equipment | 18 | 0 | YES | NO |  | NO | Medical Oxygen Generation Plant | 12-DEC-2022 2:19:18PM | Gas Generated | Oxygen | Flow | 6.5 NM3/hr or 108 LPM | Purity 93+3% | 93+3% | Compressor ( 2 Nos.) | Included | Dryer Included | Included | Air Tank | Included | Storage Tank | Included | Compressor Make | Kaeser/ IR/ Power Efficitent Brands | Compressor Rating | 9 KW | Power Required | 415V 50 Hz 3 Phase | Total Solution | Complete PSA Plant End to End with Dual Compressor ( 1 Working + 1 Standby) |  |  |  |  | E1002 : Pradeep Sati | 18-OCT-2024 9:54:45AM | E1073 : ABS1004
Medical Oxygen Generator | MedO PSA Package |  | MedO 07 | MedO 07 | 842139 | 9 |  | 0 | 2480000 | Equipment | 18 | 0 | YES | NO |  | NO | Medical Oxygen Generation Plant | 04-AUG-2022 5:16:34PM | Gas Generated | Oxygen | Flow | 7.5 NM3/hr or 125 LPM | Purity 93+3% | 93+3% | Compressor | Included | Dryer Included | Included | Air Tank | Included | Storage Tank | Included | Compressor Make | Kaeser/ IR/ Power Efficitent Brands | Compressor Rating | 11 KW | Power Required | 415V 50 Hz 3 Phase | Total Solution | Complete PSA Plant End to End |  |  |  |  | Admin : Admin | 18-OCT-2024 9:55:00AM | E1073 : ABS1004
Medical Oxygen Generator | MedO PSA Only |  | MedO 07 B | MedO 07 B | 842139 | 1 |  | 0 | 1692000 | Equipment | 18 | 0 | YES | NO |  | NO | Medical Oxygen Generation Unit | 04-AUG-2022 5:12:39PM | Gas Generated | Oxygen | Flow | 7.5 NM3/hr or 125 LPM | Purity 93+3% | 93+3% | Compressor | In Your Scope | Dryer Included | In Your Scope | Air Tank | Included | Storage Tank | Included | Compressor Rating | 11 KW | Power Required | 230V 50 Hz Single Phase | Module Option | PSA Plant Only | [6 empty] | Admin : Admin | 18-OCT-2024 9:55:13AM | E1073 : ABS1004
Medical Oxygen Generator | Mobile MedO PSA Package |  | MedO 07 C | MedO 07 C | 842139 | 0 |  | 0 | 4111250 | Equipment | 18 | 0 | YES | NO |  | NO | Medical Oxygen Generation Plant | 01-MAR-2023 12:53:09PM | Gas Generated | Oxygen | Flow | 7.5 NM3/hr or 125 LPM | Purity 93+3% | 93+3% | Compressor ( 2 Nos.) | Included | Dryer Included | Included | Air Tank | Included | Storage Tank | Included | Compressor Make | Kaeser/ IR/ Power Efficitent Brands | Compressor Rating | 11 KW | Power Required | 415V 50 Hz 3 Phase | Servo | 60 KVA ( included) | Container Size | 20 Ft | Total Solution | Containerized Medical Oxygen Plant End to End with Dual Compressor ( 1 Working + 1 Standby) | Admin : Admin | 18-OCT-2024 9:55:23AM | E1073 : ABS1004
Medical Oxygen Generator | MedO PSA Package Dual Compressor |  | MedO 07 D | MedO 07 D | 842139 | 1 |  | 0 | 2936250 | Equipment | 18 | 0 | YES | NO |  | NO | Medical Oxygen Generation Plant | 12-DEC-2022 2:19:18PM | Gas Generated | Oxygen | Flow | 7.5 NM3/hr or 125 LPM | Purity 93+3% | 93+3% | Compressor ( 2 Nos.) | Included | Dryer Included | Included | Air Tank | Included | Storage Tank | Included | Compressor Make | Kaeser/ IR/ Power Efficitent Brands | Compressor Rating | 11 KW | Power Required | 415V 50 Hz 3 Phase | Total Solution | Complete PSA Plant End to End with Dual Compressor ( 1 Working + 1 Standby) |  |  |  |  | E1002 : Pradeep Sati | 18-OCT-2024 9:55:36AM | E1073 : ABS1004
Medical Oxygen Generator | MedO PSA Package Dual Compressor |  | MedO 07 E | MedO 07 E | 842139 | 0 |  | 0 | 3036250 | Equipment | 18 | 0 | YES | NO |  | NO | Medical Oxygen Generation Plant | 01-MAR-2023 12:55:10PM | Gas Generated | Oxygen | Flow | 7.5 NM3/hr or 125 LPM | Purity 93+3% | 93+3% | Compressor ( 2 Nos.) | Included | Dryer Included | Included | Air Tank | Included | Storage Tank | Included | Compressor Make | Kaeser/ IR/ Power Efficitent Brands | Compressor Rating | 11 KW | Power Required | 415V 50 Hz 3 Phase | Servo | 60 KVA ( included) | Total Solution | Complete PSA Plant End to End with Dual Compressor ( 1 Working + 1 Standby) |  |  | Admin : Admin | 18-OCT-2024 9:55:49AM | E1073 : ABS1004
Medical Oxygen Generator | MedO PSA Package |  | MedO 09 | MedO 09 | 842139 | 5 |  | 0 | 2710000 | Equipment | 18 | 0 | YES | NO |  | NO | Medical Oxygen Generation Plant | 04-AUG-2022 5:16:34PM | Gas Generated | Oxygen | Flow | 9 NM3/hr or 150 LPM | Purity 93+3% | 93+3% | Compressor | Included | Dryer Included | Included | Air Tank | Included | Storage Tank | Included | Compressor Make | Kaeser/ IR/ Power Efficitent Brands | Compressor Rating | 11 KW | Power Required | 415V 50 Hz 3 Phase | Total Solution | Complete PSA Plant End to End |  |  |  |  | Admin : Admin | 18-OCT-2024 9:56:02AM | E1073 : ABS1004
Medical Oxygen Generator | MedO PSA Only |  | MedO 09 B | MedO 09 B | 842139 | 0 |  | 0 | 1757120 | Equipment | 18 | 0 | YES | NO |  | NO | Medical Oxygen Generation Unit | 04-AUG-2022 5:12:39PM | Gas Generated | Oxygen | Flow | 9 NM3/hr or 150 LPM | Purity 93+3% | 93+3% | Compressor | In Your Scope | Dryer Included | In Your Scope | Air Tank | Included | Storage Tank | Included | Compressor Rating | 11 KW | Power Required | 230V 50 Hz Single Phase | Module Option | PSA Plant Only | [6 empty] | Admin : Admin | 18-OCT-2024 9:57:29AM | E1073 : ABS1004
Medical Oxygen Generator | MedO PSA Package Dual Compressor |  | MedO 09 D | MedO 09 D | 842139 | 0 |  | 0 | 3352000 | Equipment | 18 | 0 | YES | NO |  | NO | Medical Oxygen Generation Plant | 12-DEC-2022 2:19:18PM | Gas Generated | Oxygen | Flow | 9 NM3/hr or 150 LPM | Purity 93+3% | 93+3% | Compressor ( 2 Nos.) | Included | Dryer Included | Included | Air Tank | Included | Storage Tank | Included | Compressor Make | Kaeser/ IR/ Power Efficitent Brands | Compressor Rating | 11 KW | Power Required | 415V 50 Hz 3 Phase | Total Solution | Complete PSA Plant End to End with Dual Compressor ( 1 Working + 1 Standby) |  |  |  |  | E1002 : Pradeep Sati | 18-OCT-2024 9:57:40AM | E1073 : ABS1004
Medical Oxygen Generator | MedO PSA Package |  | MedO 110 | MedO 110 | 842139 | 0 |  | 0 | 20145000 | Equipment | 18 | 0 | YES | NO |  | NO | Medical Oxygen Generation Plant | 04-AUG-2022 5:12:39PM | Gas Generated | Oxygen | Flow | 110 NM3/hr or 1834 LPM | Purity 93+3% | 93+3% | Compressor | Included | Dryer Included | Included | Air Tank | Included | Storage Tank | Included | Compressor Make | Kaeser/ IR/ Power Efficitent Brands | Compressor Rating | 132 KW | Power Required | 415V 50 Hz 3 Phase | Total Solution | Complete PSA Plant End to End |  |  |  |  | Admin : Admin | 18-OCT-2024 9:57:50AM | E1073 : ABS1004
Medical Oxygen Generator | MedO PSA Only |  | MedO 110 B | MedO 110 B | 842139 | 0 |  | 0 | 13956000 | Equipment | 18 | 0 | YES | NO |  | NO | Medical Oxygen Generation Unit | 04-AUG-2022 5:12:39PM | Gas Generated | Oxygen | Flow | 110 NM3/hr or 1834 LPM | Purity 93+3% | 93+3% | Compressor | In Your Scope | Dryer Included | In Your Scope | Air Tank | Included | Storage Tank | Included | Compressor Rating | 132 KW | Power Required | 230V 50 Hz Single Phase | Module Option | PSA Plant Only | [6 empty] | Admin : Admin | 18-OCT-2024 11:18:17AM | E1150 : Test EMP
Medical Oxygen Generator | MedO PSA Package Dual Compressor |  | MedO 110 D | MedO 110 D | 842139 | 0 |  | 0 | 23520000 | Equipment | 18 | 0 | YES | NO |  | NO | Medical Oxygen Generation Plant | 12-DEC-2022 2:19:18PM | Gas Generated | Oxygen | Flow | 110 NM3/hr or 1834 LPM | Purity 93+3% | 93+3% | Compressor ( 2 Nos.) | Included | Dryer Included | Included | Air Tank | Included | Storage Tank | Included | Compressor Make | Kaeser/ IR/ Power Efficitent Brands | Compressor Rating | 132 KW | Power Required | 415V 50 Hz 3 Phase | Total Solution | Complete PSA Plant End to End with Dual Compressor ( 1 Working + 1 Standby) |  |  |  |  | E1002 : Pradeep Sati | 18-OCT-2024 11:18:27AM | E1150 : Test EMP
Medical Oxygen Generator | MedO PSA Package |  | MedO 12.5 | MedO 12.5 | 842139 | 14 |  | 0 | 3310000 | Equipment | 18 | 0 | YES | NO |  | NO | Medical Oxygen Generation Plant | 04-AUG-2022 5:16:34PM | Gas Generated | Oxygen | Flow | 12.5 NM3/hr or 208 LPM | Purity 93+3% | 93+3% | Compressor | Included | Dryer Included | Included | Air Tank | Included | Storage Tank | Included | Compressor Make | Kaeser/ IR/ Power Efficitent Brands | Compressor Rating | 15 KW | Power Required | 415V 50 Hz 3 Phase | Total Solution | Complete PSA Plant End to End |  |  |  |  | Admin : Admin | 29-OCT-2025 10:45:46AM | E1118 : Sachin Chauhan
Medical Oxygen Generator | MedO PSA Only |  | MedO 12.5 B | MedO 12.5 B | 842139 | 1 |  | 0 | 2202623 | Equipment | 18 | 0 | YES | NO |  | NO | Medical Oxygen Generation Unit | 04-AUG-2022 5:12:39PM | Gas Generated | Oxygen | Flow | 12.5 NM3/hr or 208 LPM | Purity 93+3% | 93+3% | Compressor | In Your Scope | Dryer Included | In Your Scope | Air Tank | Included | Storage Tank | Included | Compressor Rating | 15 KW | Power Required | 230V 50 Hz Single Phase | Module Option | PSA Plant Only | [6 empty] | Admin : Admin | 13-AUG-2025 10:31:02AM | E1118 : Sachin Chauhan
Medical Oxygen Generator | Mobile MedO PSA Package |  | MedO 12.5 C | MedO 12.5 C | 842139 | 0 |  | 0 | 5230901 | Equipment | 18 | 0 | YES | NO |  | NO | Medical Oxygen Generation Plant | 01-MAR-2023 12:53:09PM | Gas Generated | Oxygen | Flow | 12.5 NM3/hr or 208 LPM | Purity 93+3% | 93+3% | Compressor ( 2 Nos.) | Included | Dryer Included | Included | Air Tank | Included | Storage Tank | Included | Compressor Make | Kaeser/ IR/ Power Efficitent Brands | Compressor Rating | 15 KW | Power Required | 415V 50 Hz 3 Phase | Servo | 60 KVA ( included) | Container Size | 20 Ft | Total Solution | Containerized Medical Oxygen Plant End to End with Dual Compressor ( 1 Working + 1 Standby) | Admin : Admin | 18-OCT-2024 11:18:57AM | E1150 : Test EMP
Medical Oxygen Generator | MedO PSA Package Dual Compressor |  | MedO 12.5 D | MedO 12.5 D | 842139 | 39 |  | 0 | 4005901 | Equipment | 18 | 0 | YES | NO |  | NO | Medical Oxygen Generation Plant | 12-DEC-2022 2:19:18PM | Gas Generated | Oxygen | Flow | 12.5 NM3/hr or 208 LPM | Purity 93+3% | 93+3% | Compressor ( 2 Nos.) | Included | Dryer Included | Included | Air Tank | Included | Storage Tank | Included | Compressor Make | Kaeser/ IR/ Power Efficitent Brands | Compressor Rating | 15 KW | Power Required | 415V 50 Hz 3 Phase | Total Solution | Complete PSA Plant End to End with Dual Compressor ( 1 Working + 1 Standby) |  |  |  |  | E1002 : Pradeep Sati | 18-OCT-2024 11:19:06AM | E1150 : Test EMP
Medical Oxygen Generator | MedO PSA Package Dual Compressor |  | MedO 12.5 E | MedO 12.5 E | 842139 | 0 |  | 0 | 4155901 | Equipment | 18 | 0 | YES | NO |  | NO | Medical Oxygen Generation Plant | 01-MAR-2023 12:55:10PM | Gas Generated | Oxygen | Flow | 12.5 NM3/hr or 208 LPM | Purity 93+3% | 93+3% | Compressor ( 2 Nos.) | Included | Dryer Included | Included | Air Tank | Included | Storage Tank | Included | Compressor Make | Kaeser/ IR/ Power Efficitent Brands | Compressor Rating | 15 KW | Power Required | 415V 50 Hz 3 Phase | Servo | 60 KVA ( included) | Total Solution | Complete PSA Plant End to End with Dual Compressor ( 1 Working + 1 Standby) |  |  | Admin : Admin | 18-OCT-2024 11:19:15AM | E1150 : Test EMP
Medical Oxygen Generator | MedO-C PSA Package |  | MedO 12.5C | MedO 12.5C | 842139 | 0 |  | 0 | 2186400 | Equipment | 18 | 0 | YES | YES |  | NO | Medical Oxygen Generation Plant | 27-SEP-2024 4:59:53PM | Gas Generated | Oxygen | Flow | 12.5 NM3/hr or 208 LPM | Purity | 93+3% | Compressor | Included | Compressed Air Dryer | Included | Air Tank | Included | Storage Tank | Included | Compressor Make | Power Efficitent Brands/Absstem Approved | Compressor Rating | 15 KW | Power Required | 415V 50 Hz 3 Phase | Total Solution | Complete medical oxygen plant end to end with IoT and Remote Monitoring |  |  |  |  | E1002 : Pradeep Sati | 18-OCT-2024 11:19:25AM | E1150 : Test EMP
Medical Oxygen Generator | MedO PSA Package |  | MedO 130 | MedO 130 | 842139 | 0 |  | 0 | 23000000 | Equipment | 18 | 0 | YES | NO |  | NO | Medical Oxygen Generation Plant | 04-AUG-2022 5:12:39PM | Gas Generated | Oxygen | Flow | 130 NM3/hr or 2167 LPM | Purity 93+3% | 93+3% | Compressor | Included | Dryer Included | Included | Air Tank | Included | Storage Tank | Included | Compressor Make | Kaeser/ IR/ Power Efficitent Brands | Compressor Rating | 160 KW | Power Required | 415V 50 Hz 3 Phase | Total Solution | Complete PSA Plant End to End |  |  |  |  | Admin : Admin | 18-OCT-2024 11:19:40AM | E1150 : Test EMP
Medical Oxygen Generator | MedO PSA Only |  | MedO 130 B | MedO 130 B | 842139 | 0 |  | 0 | 16160000 | Equipment | 18 | 0 | YES | NO |  | NO | Medical Oxygen Generation Unit | 04-AUG-2022 5:12:39PM | Gas Generated | Oxygen | Flow | 130 NM3/hr or 2167 LPM | Purity 93+3% | 93+3% | Compressor | In Your Scope | Dryer Included | In Your Scope | Air Tank | Included | Storage Tank | Included | Compressor Rating | 160 KW | Power Required | 230V 50 Hz Single Phase | Module Option | PSA Plant Only | [6 empty] | Admin : Admin | 18-OCT-2024 11:19:49AM | E1150 : Test EMP
Medical Oxygen Generator | MedO PSA Package Dual Compressor |  | MedO 130 D | MedO 130 D | 842139 | 0 |  | 0 | 26500000 | Equipment | 18 | 0 | YES | NO |  | NO | Medical Oxygen Generation Plant | 12-DEC-2022 2:19:18PM | Gas Generated | Oxygen | Flow | 130 NM3/hr or 2167 LPM | Purity 93+3% | 93+3% | Compressor ( 2 Nos.) | Included | Dryer Included | Included | Air Tank | Included | Storage Tank | Included | Compressor Make | Kaeser/ IR/ Power Efficitent Brands | Compressor Rating | 160 KW | Power Required | 415V 50 Hz 3 Phase | Total Solution | Complete PSA Plant End to End with Dual Compressor ( 1 Working + 1 Standby) |  |  |  |  | E1002 : Pradeep Sati | 18-OCT-2024 11:19:58AM | E1150 : Test EMP
Medical Oxygen Generator | MedO PSA Package |  | MedO 15 | MedO 15 | 842139 | 4 |  | 0 | 3785000 | Equipment | 18 | 0 | YES | NO |  | NO | Medical Oxygen Generation Plant | 04-AUG-2022 5:12:39PM | Gas Generated | Oxygen | Flow | 15 NM3/hr or 250 LPM | Purity 93+3% | 93+3% | Compressor | Included | Dryer Included | Included | Air Tank | Included | Storage Tank | Included | Compressor Make | Kaeser/ IR/ Power Efficitent Brands | Compressor Rating | 18 KW | Power Required | 415V 50 Hz 3 Phase | Total Solution | Complete PSA Plant End to End |  |  |  |  | Admin : Admin | 19-MAY-2026 5:50:09PM | E1118 : Sachin Chauhan
Medical Oxygen Generator | MedO PSA Only |  | MedO 15 B | MedO 15 B | 842139 | 0 |  | 0 | 2518702 | Equipment | 18 | 0 | YES | NO |  | NO | Medical Oxygen Generation Unit | 04-AUG-2022 5:12:39PM | Gas Generated | Oxygen | Flow | 15 NM3/hr or 250 LPM | Purity 93+3% | 93+3% | Compressor | In Your Scope | Dryer Included | In Your Scope | Air Tank | Included | Storage Tank | Included | Compressor Rating | 18 KW | Power Required | 230V 50 Hz Single Phase | Module Option | PSA Plant Only | [6 empty] | Admin : Admin | 18-OCT-2024 11:20:24AM | E1150 : Test EMP
Medical Oxygen Generator | MedO PSA Package Dual Compressor |  | MedO 15 D | MedO 15 D | 842139 | 0 |  | 0 | 4580778 | Equipment | 18 | 0 | YES | NO |  | NO | Medical Oxygen Generation Plant | 12-DEC-2022 2:19:18PM | Gas Generated | Oxygen | Flow | 15 NM3/hr or 250 LPM | Purity 93+3% | 93+3% | Compressor ( 2 Nos.) | Included | Dryer Included | Included | Air Tank | Included | Storage Tank | Included | Compressor Make | Kaeser/ IR/ Power Efficitent Brands | Compressor Rating | 18 KW | Power Required | 415V 50 Hz 3 Phase | Total Solution | Complete PSA Plant End to End with Dual Compressor ( 1 Working + 1 Standby) |  |  |  |  | E1002 : Pradeep Sati | 18-OCT-2024 11:20:33AM | E1150 : Test EMP
Medical Oxygen Generator | MedO PSA Package |  | MedO 150 | MedO 150 | 842139 | 0 |  | 0 | 31130000 | Equipment | 18 | 0 | YES | NO |  | NO | Medical Oxygen Generation Plant | 04-AUG-2022 5:12:39PM | Gas Generated | Oxygen | Flow | 150 NM3/hr or 2501 LPM | Purity 93+3% | 93+3% | Compressor | Included | Dryer Included | Included | Air Tank | Included | Storage Tank | Client's Scope | Compressor Make | Kaeser/ IR/ Power Efficitent Brands | Compressor Rating | 200 KW | Power Required | 415V 50 Hz 3 Phase | Total Solution | Complete PSA Plant End to End |  |  |  |  | Admin : Admin | 18-OCT-2024 11:20:42AM | E1150 : Test EMP
Medical Oxygen Generator | MedO PSA Only |  | MedO 150 B | MedO 150 B | 842139 | 0 |  | 0 | 21464000 | Equipment | 18 | 0 | YES | NO |  | NO | Medical Oxygen Generation Unit | 04-AUG-2022 5:12:39PM | Gas Generated | Oxygen | Flow | 150 NM3/hr or 2501 LPM | Purity 93+3% | 93+3% | Compressor | In Your Scope | Dryer Included | In Your Scope | Air Tank | Included | Storage Tank | Client's Scope | Compressor Rating | 200 KW | Power Required | 230V 50 Hz Single Phase | Module Option | PSA Plant Only | [6 empty] | Admin : Admin | 18-OCT-2024 11:20:51AM | E1150 : Test EMP
Medical Oxygen Generator | MedO PSA Package Dual Compressor |  | MedO 150 D | MedO 150 D | 842139 | 0 |  | 0 | 36505000 | Equipment | 18 | 0 | YES | NO |  | NO | Medical Oxygen Generation Plant | 12-DEC-2022 2:19:18PM | Gas Generated | Oxygen | Flow | 150 NM3/hr or 2501 LPM | Purity 93+3% | 93+3% | Compressor ( 2 Nos.) | Included | Dryer Included | Included | Air Tank | Included | Storage Tank | Client's Scope | Compressor Make | Kaeser/ IR/ Power Efficitent Brands | Compressor Rating | 200 KW | Power Required | 415V 50 Hz 3 Phase | Total Solution | Complete PSA Plant End to End with Dual Compressor ( 1 Working + 1 Standby) |  |  |  |  | E1002 : Pradeep Sati | 18-OCT-2024 12:20:29PM | E1150 : Test EMP
Medical Oxygen Generator | MedO-C PSA Package |  | MedO 15C | MedO 15C | 842139 | 0 |  | 0 | 2520000 | Equipment | 18 | 0 | YES | YES |  | NO | Medical Oxygen Generation Plant | 27-SEP-2024 4:59:53PM | Gas Generated | Oxygen | Flow | 15 NM3/hr or 250 LPM | Purity | 93+3% | Compressor | Included | Compressed Air Dryer | Included | Air Tank | Included | Storage Tank | Included | Compressor Make | Power Efficitent Brands/Absstem Approved | Compressor Rating | 18.5 KW | Power Required | 415V 50 Hz 3 Phase | Total Solution | Complete medical oxygen plant end to end with IoT and Remote Monitoring |  |  |  |  | E1002 : Pradeep Sati | 18-OCT-2024 12:20:44PM | E1150 : Test EMP
Medical Oxygen Generator | MedO PSA Package |  | MedO 18 | MedO 18 | 842139 | 5 |  | 0 | 4140000 | Equipment | 18 | 0 | YES | NO |  | NO | Medical Oxygen Generation Plant | 04-AUG-2022 5:12:39PM | Gas Generated | Oxygen | Flow | 18 NM3/hr or 300 LPM | Purity 93+3% | 93+3% | Compressor | Included | Dryer Included | Included | Air Tank | Included | Storage Tank | Included | Compressor Make | Kaeser/ IR/ Power Efficitent Brands | Compressor Rating | 22 KW | Power Required | 415V 50 Hz 3 Phase | Total Solution | Complete PSA Plant End to End |  |  |  |  | Admin : Admin | 18-OCT-2024 12:20:55PM | E1150 : Test EMP
Medical Oxygen Generator | MedO PSA Only |  | MedO 18 B | MedO 18 B | 842139 | 1 |  | 0 | 2734459 | Equipment | 18 | 0 | YES | NO |  | NO | Medical Oxygen Generation Unit | 04-AUG-2022 5:12:39PM | Gas Generated | Oxygen | Flow | 18 NM3/hr or 300 LPM | Purity 93+3% | 93+3% | Compressor | In Your Scope | Dryer Included | In Your Scope | Air Tank | Included | Storage Tank | Included | Compressor Rating | 22 KW | Power Required | 230V 50 Hz Single Phase | Module Option | PSA Plant Only | [6 empty] | Admin : Admin | 18-OCT-2024 12:21:09PM | E1150 : Test EMP
Medical Oxygen Generator | MedO PSA Package Dual Compressor |  | MedO 18 D | MedO 18 D | 842139 | 20 |  | 0 | 5042408 | Equipment | 18 | 0 | YES | NO |  | NO | Medical Oxygen Generation Plant | 12-DEC-2022 2:19:18PM | Gas Generated | Oxygen | Flow | 18 NM3/hr or 300 LPM | Purity 93+3% | 93+3% | Compressor ( 2 Nos.) | Included | Dryer Included | Included | Air Tank | Included | Storage Tank | Included | Compressor Make | Kaeser/ IR/ Power Efficitent Brands | Compressor Rating | 22 KW | Power Required | 415V 50 Hz 3 Phase | Total Solution | Complete PSA Plant End to End with Dual Compressor ( 1 Working + 1 Standby) |  |  |  |  | E1002 : Pradeep Sati | 18-OCT-2024 12:21:22PM | E1150 : Test EMP
Medical Oxygen Generator | MedO-C PSA Package |  | MedO 18C | MedO 18C | 842139 | 0 |  | 0 | 2716800 | Equipment | 18 | 0 | YES | YES |  | NO | Medical Oxygen Generation Plant | 27-SEP-2024 4:59:53PM | Gas Generated | Oxygen | Flow | 18 NM3/hr or 300 LPM | Purity | 93+3% | Compressor | Included | Compressed Air Dryer | Included | Air Tank | Included | Storage Tank | Included | Compressor Make | Power Efficitent Brands/Absstem Approved | Compressor Rating | 22 KW | Power Required | 415V 50 Hz 3 Phase | Total Solution | Complete medical oxygen plant end to end with IoT and Remote Monitoring |  |  |  |  | E1002 : Pradeep Sati | 18-OCT-2024 12:21:31PM | E1150 : Test EMP
Medical Oxygen Generator | MedO PSA Package |  | MedO 200 | MedO 200 | 842139 | 0 |  | 0 | 33640000 | Equipment | 18 | 0 | YES | NO |  | NO | Medical Oxygen Generation Plant | 04-AUG-2022 5:12:39PM | Gas Generated | Oxygen | Flow | 200 NM3/hr or 3334 LPM | Purity 93+3% | 93+3% | Compressor | Included | Dryer Included | Included | Air Tank | Included | Storage Tank | Client's Scope | Compressor Make | Kaeser/ IR/ Power Efficitent Brands | Compressor Rating | 225 KW | Power Required | 415V 50 Hz 3 Phase | Total Solution | Complete PSA Plant End to End |  |  |  |  | Admin : Admin | 18-OCT-2024 12:21:40PM | E1150 : Test EMP
Medical Oxygen Generator | MedO PSA Only |  | MedO 200 B | MedO 200 B | 842139 | 0 |  | 0 | 22352000 | Equipment | 18 | 0 | YES | NO |  | NO | Medical Oxygen Generation Unit | 04-AUG-2022 5:12:39PM | Gas Generated | Oxygen | Flow | 200 NM3/hr or 3334 LPM | Purity 93+3% | 93+3% | Compressor | In Your Scope | Dryer Included | In Your Scope | Air Tank | Included | Storage Tank | Client's Scope | Compressor Rating | 225 KW | Power Required | 230V 50 Hz Single Phase | Module Option | PSA Plant Only | [6 empty] | Admin : Admin | 18-OCT-2024 12:21:53PM | E1150 : Test EMP
Medical Oxygen Generator | MedO PSA Package Dual Compressor |  | MedO 200 D | MedO 200 D | 842139 | 0 |  | 0 | 40765000 | Equipment | 18 | 0 | YES | NO |  | NO | Medical Oxygen Generation Plant | 12-DEC-2022 2:19:18PM | Gas Generated | Oxygen | Flow | 200 NM3/hr or 3334 LPM | Purity 93+3% | 93+3% | Compressor ( 2 Nos.) | Included | Dryer Included | Included | Air Tank | Included | Storage Tank | Client's Scope | Compressor Make | Kaeser/ IR/ Power Efficitent Brands | Compressor Rating | 225 KW | Power Required | 415V 50 Hz 3 Phase | Total Solution | Complete PSA Plant End to End with Dual Compressor ( 1 Working + 1 Standby) |  |  |  |  | E1002 : Pradeep Sati | 18-OCT-2024 12:22:01PM | E1150 : Test EMP
Medical Oxygen Generator | MedO PSA Package |  | MedO 22 | MedO 22 | 842139 | 2 |  | 0 | 5150000 | Equipment | 18 | 0 | YES | NO |  | NO | Medical Oxygen Generation Plant | 04-AUG-2022 5:12:39PM | Gas Generated | Oxygen | Flow | 22 NM3/hr or 367 LPM | Purity 93+3% | 93+3% | Compressor | Included | Dryer Included | Included | Air Tank | Included | Storage Tank | Included | Compressor Make | Kaeser/ IR/ Power Efficitent Brands | Compressor Rating | 25 KW | Power Required | 415V 50 Hz 3 Phase | Total Solution | Complete PSA Plant End to End |  |  |  |  | Admin : Admin | 18-OCT-2024 12:22:14PM | E1150 : Test EMP
Medical Oxygen Generator | MedO PSA Only |  | MedO 22 B | MedO 22 B | 842139 | 0 |  | 0 | 3331524 | Equipment | 18 | 0 | YES | NO |  | NO | Medical Oxygen Generation Unit | 04-AUG-2022 5:12:39PM | Gas Generated | Oxygen | Flow | 22 NM3/hr or 367 LPM | Purity 93+3% | 93+3% | Compressor | In Your Scope | Dryer Included | In Your Scope | Air Tank | Included | Storage Tank | Included | Compressor Rating | 25 KW | Power Required | 230V 50 Hz Single Phase | Module Option | PSA Plant Only | [6 empty] | Admin : Admin | 18-OCT-2024 12:22:24PM | E1150 : Test EMP
Medical Oxygen Generator | MedO PSA Package Dual Compressor |  | MedO 22 D | MedO 22 D | 842139 | 0 |  | 0 | 6381994 | Equipment | 18 | 0 | YES | NO |  | NO | Medical Oxygen Generation Plant | 12-DEC-2022 2:19:18PM | Gas Generated | Oxygen | Flow | 22 NM3/hr or 367 LPM | Purity 93+3% | 93+3% | Compressor ( 2 Nos.) | Included | Dryer Included | Included | Air Tank | Included | Storage Tank | Included | Compressor Make | Kaeser/ IR/ Power Efficitent Brands | Compressor Rating | 25 KW | Power Required | 415V 50 Hz 3 Phase | Total Solution | Complete PSA Plant End to End with Dual Compressor ( 1 Working + 1 Standby) |  |  |  |  | E1002 : Pradeep Sati | 18-OCT-2024 12:22:36PM | E1150 : Test EMP
Medical Oxygen Generator | MedO-C PSA Package |  | MedO 22C | MedO 22C | 842139 | 0 |  | 0 | 3000000 | Equipment | 18 | 0 | YES | YES |  | NO | Medical Oxygen Generation Plant | 27-SEP-2024 4:59:53PM | Gas Generated | Oxygen | Flow | 22 NM3/hr or 365 LPM | Purity | 93+3% | Compressor | Included | Compressed Air Dryer | Included | Air Tank | Included | Storage Tank | Included | Compressor Make | Power Efficitent Brands/Absstem Approved | Compressor Rating | 25 KW | Power Required | 415V 50 Hz 3 Phase | Total Solution | Complete medical oxygen plant end to end with IoT and Remote Monitoring |  |  |  |  | E1002 : Pradeep Sati | 18-OCT-2024 12:22:48PM | E1150 : Test EMP
Medical Oxygen Generator | MedO PSA Package |  | MedO 25 | MedO 25 | 842139 | 0 |  | 0 | 6285000 | Equipment | 18 | 0 | YES | NO |  | NO | Medical Oxygen Generation Plant | 04-AUG-2022 5:12:39PM | Gas Generated | Oxygen | Flow | 25 NM3/hr or 417 LPM | Purity 93+3% | 93+3% | Compressor | Included | Dryer Included | Included | Air Tank | Included | Storage Tank | Included | Compressor Make | Kaeser/ IR/ Power Efficitent Brands | Compressor Rating | 30 KW | Power Required | 415V 50 Hz 3 Phase | Total Solution | Complete PSA Plant End to End |  |  |  |  | Admin : Admin | 18-OCT-2024 12:22:57PM | E1150 : Test EMP
Medical Oxygen Generator | MedO PSA Only |  | MedO 25 B | MedO 25 B | 842139 | 0 |  | 0 | 4157974 | Equipment | 18 | 0 | YES | NO |  | NO | Medical Oxygen Generation Unit | 04-AUG-2022 5:12:39PM | Gas Generated | Oxygen | Flow | 25 NM3/hr or 417 LPM | Purity 93+3% | 93+3% | Compressor | In Your Scope | Dryer Included | In Your Scope | Air Tank | Included | Storage Tank | Included | Compressor Rating | 30 KW | Power Required | 230V 50 Hz Single Phase | Module Option | PSA Plant Only | [6 empty] | Admin : Admin | 18-OCT-2024 12:23:11PM | E1150 : Test EMP
Medical Oxygen Generator | MedO PSA Package Dual Compressor |  | MedO 25 D | MedO 25 D | 842139 | 12 |  | 0 | 7644415 | Equipment | 18 | 0 | YES | NO |  | NO | Medical Oxygen Generation Plant | 12-DEC-2022 2:19:18PM | Gas Generated | Oxygen | Flow | 25 NM3/hr or 417 LPM | Purity 93+3% | 93+3% | Compressor ( 2 Nos.) | Included | Dryer Included | Included | Air Tank | Included | Storage Tank | Included | Compressor Make | Kaeser/ IR/ Power Efficitent Brands | Compressor Rating | 30 KW | Power Required | 415V 50 Hz 3 Phase | Total Solution | Complete PSA Plant End to End with Dual Compressor ( 1 Working + 1 Standby) |  |  |  |  | E1002 : Pradeep Sati | 18-OCT-2024 12:23:20PM | E1150 : Test EMP
Medical Oxygen Generator | MedO-C PSA Package |  | MedO 25C | MedO 25C | 842139 | 0 |  | 0 | 3840000 | Equipment | 18 | 0 | YES | YES |  | NO | Medical Oxygen Generation Plant | 27-SEP-2024 4:59:53PM | Gas Generated | Oxygen | Flow | 25 NM3/hr or 400 LPM | Purity | 93+3% | Compressor | Included | Compressed Air Dryer | Included | Air Tank | Included | Storage Tank | Included | Compressor Make | Power Efficitent Brands/Absstem Approved | Compressor Rating | 30 KW | Power Required | 415V 50 Hz 3 Phase | Total Solution | Complete medical oxygen plant end to end with IoT and Remote Monitoring |  |  |  |  | E1002 : Pradeep Sati | 18-OCT-2024 12:23:48PM | E1150 : Test EMP
Medical Oxygen Generator | MedO-C PSA Package |  | MedO 2C | MedO 2C | TBD | 0 |  | 0 | 960000 | Equipment | 18 | 0 | YES | YES |  | NO | Medical Oxygen Generation Plant | 04-DEC-2023 12:31:25PM | Gas Generated | Oxygen | Flow | 2 NM3/hr or 33 LPM | Purity | 93+3% | Compressor | Included | Compressed Air Dryer | Included | Air Tank | Included | Storage Tank | Included | Compressor Make | Power Efficitent Brands/Absstem Approved | Compressor Rating | 3 KW | Power Required | 415V 50 Hz 3 Phase | Total Solution | Complete medical oxygen plant end to end with IoT and Remote Monitoring | Equivalent to | 7 Nos. of D-Type Oxygen Cylinders per Day |  |  | E1002 : Pradeep Sati | 18-OCT-2024 12:24:02PM | E1150 : Test EMP
Medical Oxygen Generator | MedO PSA Package |  | MedO 30 | MedO 30 | 842139 | 2 |  | 0 | 6590000 | Equipment | 18 | 0 | YES | NO |  | NO | Medical Oxygen Generation Plant | 04-AUG-2022 5:12:39PM | Gas Generated | Oxygen | Flow | 30 NM3/hr or 500 LPM | Purity 93+3% | 93+3% | Compressor | Included | Dryer Included | Included | Air Tank | Included | Storage Tank | Included | Compressor Make | Kaeser/ IR/ Power Efficitent Brands | Compressor Rating | 37 KW | Power Required | 415V 50 Hz 3 Phase | Total Solution | Complete PSA Plant End to End |  |  |  |  | Admin : Admin | 20-MAY-2025 10:55:05AM | E1118 : Sachin Chauhan
Medical Oxygen Generator | MedO PSA Only |  | MedO 30 B | MedO 30 B | 842139 | 0 |  | 0 | 4376336 | Equipment | 18 | 0 | YES | NO |  | NO | Medical Oxygen Generation Unit | 04-AUG-2022 5:12:39PM | Gas Generated | Oxygen | Flow | 30 NM3/hr or 500 LPM | Purity 93+3% | 93+3% | Compressor | In Your Scope | Dryer Included | In Your Scope | Air Tank | Included | Storage Tank | Included | Compressor Rating | 37 KW | Power Required | 230V 50 Hz Single Phase | Module Option | PSA Plant Only | [6 empty] | Admin : Admin | 18-OCT-2024 12:24:23PM | E1150 : Test EMP
Medical Oxygen Generator | Mobile MedO PSA Package |  | MedO 30 C | MedO 30 C | 842139 | 0 |  | 0 | 10156475 | Equipment | 18 | 0 | YES | NO |  | NO | Medical Oxygen Generation Plant | 01-MAR-2023 12:53:09PM | Gas Generated | Oxygen | Flow | 30 NM3/hr or 500 LPM | Purity 93+3% | 93+3% | Compressor ( 2 Nos.) | Included | Dryer Included | Included | Air Tank | Included | Storage Tank | Included | Compressor Make | Kaeser/ IR/ Power Efficitent Brands | Compressor Rating | 37 KW | Power Required | 415V 50 Hz 3 Phase | Servo | 100 KVA ( included) | Container Size | 40 Ft | Total Solution | Containerized Medical Oxygen Plant End to End with Dual Compressor ( 1 Working + 1 Standby) | Admin : Admin | 18-OCT-2024 12:24:33PM | E1150 : Test EMP
Medical Oxygen Generator | MedO PSA Package Dual Compressor |  | MedO 30 D | MedO 30 D | 842139 | 16 |  | 0 | 7989475 | Equipment | 18 | 0 | YES | NO |  | NO | Medical Oxygen Generation Plant | 12-DEC-2022 2:19:18PM | Gas Generated | Oxygen | Flow | 30 NM3/hr or 500 LPM | Purity 93+3% | 93+3% | Compressor ( 2 Nos.) | Included | Dryer Included | Included | Air Tank | Included | Storage Tank | Included | Compressor Make | Kaeser/ IR/ Power Efficitent Brands | Compressor Rating | 37 KW | Power Required | 415V 50 Hz 3 Phase | Total Solution | Complete PSA Plant End to End with Dual Compressor ( 1 Working + 1 Standby) |  |  |  |  | E1002 : Pradeep Sati | 18-OCT-2024 12:24:50PM | E1150 : Test EMP
Medical Oxygen Generator | MedO PSA Package Dual Compressor |  | MedO 30 E | MedO 30 E | 842139 | 0 |  | 0 | 8189475 | Equipment | 18 | 0 | YES | NO |  | NO | Medical Oxygen Generation Plant | 01-MAR-2023 12:55:10PM | Gas Generated | Oxygen | Flow | 30 NM3/hr or 500 LPM | Purity 93+3% | 93+3% | Compressor ( 2 Nos.) | Included | Dryer Included | Included | Air Tank | Included | Storage Tank | Included | Compressor Make | Kaeser/ IR/ Power Efficitent Brands | Compressor Rating | 37 KW | Power Required | 415V 50 Hz 3 Phase | Servo | 100 KVA ( included) | Total Solution | Complete PSA Plant End to End with Dual Compressor ( 1 Working + 1 Standby) |  |  | Admin : Admin | 18-OCT-2024 12:24:59PM | E1150 : Test EMP
Medical Oxygen Generator | MedO-C PSA Package |  | MedO 30C | MedO 30C | 842139 | 0 |  | 0 | 4320000 | Equipment | 18 | 0 | YES | YES |  | NO | Medical Oxygen Generation Plant | 27-SEP-2024 4:59:53PM | Gas Generated | Oxygen | Flow | 30 NM3/hr or 500 LPM | Purity | 93+3% | Compressor | Included | Compressed Air Dryer | Included | Air Tank | Included | Storage Tank | Included | Compressor Make | Power Efficitent Brands/Absstem Approved | Compressor Rating | 37 KW | Power Required | 415V 50 Hz 3 Phase | Total Solution | Complete medical oxygen plant end to end with IoT and Remote Monitoring |  |  |  |  | E1002 : Pradeep Sati | 18-OCT-2024 12:25:08PM | E1150 : Test EMP
Medical Oxygen Generator | MedO-C PSA Package |  | MedO 3C | MedO 3C | 842139 | 0 |  | 0 | 1080000 | Equipment | 18 | 0 | YES | YES |  | NO | Medical Oxygen Generation Plant | 04-DEC-2023 12:31:25PM | Gas Generated | Oxygen | Flow | 3 NM3/hr or 50 LPM | Purity | 93+3% | Compressor | Included | Compressed Air Dryer | Included | Air Tank | Included | Storage Tank | Included | Compressor Make | Power Efficitent Brands/Absstem Approved | Compressor Rating | 4 KW | Power Required | 415V 50 Hz 3 Phase | Total Solution | Complete medical oxygen plant end to end with IoT and Remote Monitoring | Equivalent to | 10 Nos. of D-Type Oxygen Cylinders per Day |  |  | E1002 : Pradeep Sati | 18-OCT-2024 12:25:18PM | E1150 : Test EMP
Medical Oxygen Generator | MedO-C PSA Package |  | MedO 4.5C | MedO 4.5C | 842139 | 0 |  | 0 | 1320000 | Equipment | 18 | 0 | YES | YES |  | NO | Medical Oxygen Generation Plant | 04-DEC-2023 12:31:25PM | Gas Generated | Oxygen | Flow | 4.5 NM3/hr or 75 LPM | Purity | 93+3% | Compressor | Included | Compressed Air Dryer | Included | Air Tank | Included | Storage Tank | Included | Compressor Make | Power Efficitent Brands/Absstem Approved | Compressor Rating | 5.5 KW | Power Required | 415V 50 Hz 3 Phase | Total Solution | Complete medical oxygen plant end to end with IoT and Remote Monitoring | Equivalent to | 16 Nos. of D-Type Oxygen Cylinders per Day |  |  | E1002 : Pradeep Sati | 18-OCT-2024 12:27:09PM | E1150 : Test EMP
Medical Oxygen Generator | MedO PSA Package |  | MedO 40 | MedO 40 | 842139 | 0 |  | 0 | 7390000 | Equipment | 18 | 0 | YES | NO |  | NO | Medical Oxygen Generation Plant | 04-AUG-2022 5:12:39PM | Gas Generated | Oxygen | Flow | 40 NM3/hr or 667 LPM | Purity 93+3% | 93+3% | Compressor | Included | Dryer Included | Included | Air Tank | Included | Storage Tank | Included | Compressor Make | Kaeser/ IR/ Power Efficitent Brands | Compressor Rating | 45 KW | Power Required | 415V 50 Hz 3 Phase | Total Solution | Complete PSA Plant End to End |  |  |  |  | Admin : Admin | 18-OCT-2024 12:27:19PM | E1150 : Test EMP
Medical Oxygen Generator | MedO PSA Only |  | MedO 40 B | MedO 40 B | 842139 | 0 |  | 0 | 4960425 | Equipment | 18 | 0 | YES | NO |  | NO | Medical Oxygen Generation Unit | 04-AUG-2022 5:12:39PM | Gas Generated | Oxygen | Flow | 40 NM3/hr or 667 LPM | Purity 93+3% | 93+3% | Compressor | In Your Scope | Dryer Included | In Your Scope | Air Tank | Included | Storage Tank | Included | Compressor Rating | 45 KW | Power Required | 230V 50 Hz Single Phase | Module Option | PSA Plant Only | [6 empty] | Admin : Admin | 18-OCT-2024 12:35:55PM | E1150 : Test EMP
Medical Oxygen Generator | MedO PSA Package Dual Compressor |  | MedO 40 D | MedO 40 D | 842139 | 10 |  | 0 | 8876837 | Equipment | 18 | 0 | YES | NO |  | NO | Medical Oxygen Generation Plant | 12-DEC-2022 2:19:18PM | Gas Generated | Oxygen | Flow | 40 NM3/hr or 667 LPM | Purity 93+3% | 93+3% | Compressor ( 2 Nos.) | Included | Dryer Included | Included | Air Tank | Included | Storage Tank | Included | Compressor Make | Kaeser/ IR/ Power Efficitent Brands | Compressor Rating | 45 KW | Power Required | 415V 50 Hz 3 Phase | Total Solution | Complete PSA Plant End to End with Dual Compressor ( 1 Working + 1 Standby) |  |  |  |  | E1002 : Pradeep Sati | 18-OCT-2024 12:36:04PM | E1150 : Test EMP
Medical Oxygen Generator | MedO-C PSA Package |  | MedO 4C | MedO 4C | 842139 | 0 |  | 0 | 1200000 | Equipment | 18 | 0 | YES | YES |  | NO | Medical Oxygen Generation Plant | 04-DEC-2023 12:31:25PM | Gas Generated | Oxygen | Flow | 4 NM3/hr or 67 LPM | Purity | 93+3% | Compressor | Included | Compressed Air Dryer | Included | Air Tank | Included | Storage Tank | Included | Compressor Make | Power Efficitent Brands/Absstem Approved | Compressor Rating | 5 KW | Power Required | 415V 50 Hz 3 Phase | Total Solution | Complete medical oxygen plant end to end with IoT and Remote Monitoring | Equivalent to | 14 Nos. of D-Type Oxygen Cylinders per Day |  |  | E1002 : Pradeep Sati | 18-OCT-2024 12:36:12PM | E1150 : Test EMP
Medical Oxygen Generator | MedO PSA Package |  | MedO 50 | MedO 50 | 842139 | 0 |  | 0 | 8610000 | Equipment | 18 | 0 | YES | NO |  | NO | Medical Oxygen Generation Plant | 04-AUG-2022 5:12:39PM | Gas Generated | Oxygen | Flow | 45 NM3/hr or 750 LPM | Purity 93+3% | 93+3% | Compressor | Included | Dryer Included | Included | Air Tank | Included | Storage Tank | Included | Compressor Make | Kaeser/ IR/ Power Efficitent Brands | Compressor Rating | 55 KW | Power Required | 415V 50 Hz 3 Phase | Total Solution | Complete PSA Plant End to End |  |  |  |  | Admin : Admin | 18-OCT-2024 12:36:22PM | E1150 : Test EMP
Medical Oxygen Generator | MedO PSA Only |  | MedO 50 B | MedO 50 B | 842139 | 0 |  | 0 | 5849569 | Equipment | 18 | 0 | YES | NO |  | NO | Medical Oxygen Generation Unit | 04-AUG-2022 5:12:39PM | Gas Generated | Oxygen | Flow | 45 NM3/hr or 750 LPM | Purity 93+3% | 93+3% | Compressor | In Your Scope | Dryer Included | In Your Scope | Air Tank | Included | Storage Tank | Included | Compressor Rating | 55 KW | Power Required | 230V 50 Hz Single Phase | Module Option | PSA Plant Only | [6 empty] | Admin : Admin | 18-OCT-2024 12:36:32PM | E1150 : Test EMP
Medical Oxygen Generator | MedO PSA Package Dual Compressor |  | MedO 50 D | MedO 50 D | 842139 | 0 |  | 0 | 10232548 | Equipment | 18 | 0 | YES | NO |  | NO | Medical Oxygen Generation Plant | 12-DEC-2022 2:19:18PM | Gas Generated | Oxygen | Flow | 45 NM3/hr or 750 LPM | Purity 93+3% | 93+3% | Compressor ( 2 Nos.) | Included | Dryer Included | Included | Air Tank | Included | Storage Tank | Included | Compressor Make | Kaeser/ IR/ Power Efficitent Brands | Compressor Rating | 55 KW | Power Required | 415V 50 Hz 3 Phase | Total Solution | Complete PSA Plant End to End with Dual Compressor ( 1 Working + 1 Standby) |  |  |  |  | E1002 : Pradeep Sati | 18-OCT-2024 12:36:41PM | E1150 : Test EMP
Medical Oxygen Generator | MedO-C PSA Package |  | MedO 5C | MedO 5C | 842139 | 2 |  | 0 | 1680000 | Equipment | 18 | 0 | YES | YES |  | NO | Medical Oxygen Generation Plant | 04-DEC-2023 12:31:25PM | Gas Generated | Oxygen | Flow | 5.5 NM3/hr or 92 LPM | Purity | 93+3% | Compressor | Included | Compressed Air Dryer | Included | Air Tank | Included | Storage Tank | Included | Compressor Make | Power Efficitent Brands/Absstem Approved | Compressor Rating | 7.5 KW | Power Required | 415V 50 Hz 3 Phase | Total Solution | Complete medical oxygen plant end to end with IoT and Remote Monitoring | Equivalent to | 20 Nos. of D-Type Oxygen Cylinders per Day |  |  | E1002 : Pradeep Sati | 19-MAY-2025 2:05:37PM | E1118 : Sachin Chauhan
Medical Oxygen Generator | MedO PSA Package |  | MedO 65 | MedO 65 | 842139 | 1 |  | 0 | 10800000 | Equipment | 18 | 0 | YES | NO |  | NO | Medical Oxygen Generation Plant | 04-AUG-2022 5:12:39PM | Gas Generated | Oxygen | Flow | 65 NM3/hr or 1084 LPM | Purity 93+3% | 93+3% | Compressor | Included | Dryer Included | Included | Air Tank | Included | Storage Tank | Included | Compressor Make | Kaeser/ IR/ Power Efficitent Brands | Compressor Rating | 75 KW | Power Required | 415V 50 Hz 3 Phase | Total Solution | Complete PSA Plant End to End |  |  |  |  | Admin : Admin | 18-OCT-2024 12:37:00PM | E1150 : Test EMP
Medical Oxygen Generator | MedO PSA Only |  | MedO 65 B | MedO 65 B | 842139 | 0 |  | 0 | 7210944 | Equipment | 18 | 0 | YES | NO |  | NO | Medical Oxygen Generation Unit | 04-AUG-2022 5:12:39PM | Gas Generated | Oxygen | Flow | 65 NM3/hr or 1084 LPM | Purity 93+3% | 93+3% | Compressor | In Your Scope | Dryer Included | In Your Scope | Air Tank | Included | Storage Tank | Included | Compressor Rating | 75 KW | Power Required | 230V 50 Hz Single Phase | Module Option | PSA Plant Only | [6 empty] | Admin : Admin | 18-OCT-2024 12:37:12PM | E1150 : Test EMP
Medical Oxygen Generator | MedO PSA Package Dual Compressor |  | MedO 65 D | MedO 65 D | 842139 | 0 |  | 0 | 13032900 | Equipment | 18 | 0 | YES | NO |  | NO | Medical Oxygen Generation Plant | 12-DEC-2022 2:19:18PM | Gas Generated | Oxygen | Flow | 65 NM3/hr or 1084 LPM | Purity 93+3% | 93+3% | Compressor ( 2 Nos.) | Included | Dryer Included | Included | Air Tank | Included | Storage Tank | Included | Compressor Make | Kaeser/ IR/ Power Efficitent Brands | Compressor Rating | 75 KW | Power Required | 415V 50 Hz 3 Phase | Total Solution | Complete PSA Plant End to End with Dual Compressor ( 1 Working + 1 Standby) |  |  |  |  | E1002 : Pradeep Sati | 18-OCT-2024 12:37:21PM | E1150 : Test EMP
Medical Oxygen Generator | MedO-C PSA Package |  | MedO 7 C | MedO 7C | 842139 | 1 |  | 0 | 1800000 | Equipment | 18 | 0 | YES | YES |  | NO | Medical Oxygen Generation Plant | 04-DEC-2023 12:31:25PM | Gas Generated | Oxygen | Flow | 7.5 NM3/hr or 125 LPM | Purity | 93+3% | Compressor | Included | Compressed Air Dryer | Included | Air Tank | Included | Storage Tank | Included | Compressor Make | Power Efficitent Brands/Absstem Approved | Compressor Rating | 11 KW | Power Required | 415V 50 Hz 3 Phase | Total Solution | Complete medical oxygen plant end to end with IoT and Remote Monitoring |  |  |  |  | E1002 : Pradeep Sati | 18-OCT-2024 12:37:33PM | E1150 : Test EMP
Medical Oxygen Generator | MedO PSA Package |  | MedO 75 | MedO 75 | 842139 | 1 |  | 0 | 12630000 | Equipment | 18 | 0 | YES | NO |  | NO | Medical Oxygen Generation Plant | 04-AUG-2022 5:12:39PM | Gas Generated | Oxygen | Flow | 75 NM3/hr or 1250 LPM | Purity 93+3% | 93+3% | Compressor | Included | Dryer Included | Included | Air Tank | Included | Storage Tank | Included | Compressor Make | Kaeser/ IR/ Power Efficitent Brands | Compressor Rating | 90 KW | Power Required | 415V 50 Hz 3 Phase | Total Solution | Complete PSA Plant End to End |  |  |  |  | Admin : Admin | 18-OCT-2024 12:37:43PM | E1150 : Test EMP
Medical Oxygen Generator | MedO PSA Only |  | MedO 75 B | MedO 75 B | 842139 | 0 |  | 0 | 8549952 | Equipment | 18 | 0 | YES | NO |  | NO | Medical Oxygen Generation Unit | 04-AUG-2022 5:12:39PM | Gas Generated | Oxygen | Flow | 75 NM3/hr or 1250 LPM | Purity 93+3% | 93+3% | Compressor | In Your Scope | Dryer Included | In Your Scope | Air Tank | Included | Storage Tank | Included | Compressor Rating | 90 KW | Power Required | 230V 50 Hz Single Phase | Module Option | PSA Plant Only | [6 empty] | Admin : Admin | 18-OCT-2024 12:37:54PM | E1150 : Test EMP
Medical Oxygen Generator | MedO PSA Package Dual Compressor |  | MedO 75 D | MedO 75 D | 842139 | 0 |  | 0 | 15058200 | Equipment | 18 | 0 | YES | NO |  | NO | Medical Oxygen Generation Plant | 12-DEC-2022 2:19:18PM | Gas Generated | Oxygen | Flow | 75 NM3/hr or 1250 LPM | Purity 93+3% | 93+3% | Compressor ( 2 Nos.) | Included | Dryer Included | Included | Air Tank | Included | Storage Tank | Included | Compressor Make | Kaeser/ IR/ Power Efficitent Brands | Compressor Rating | 90 KW | Power Required | 415V 50 Hz 3 Phase | Total Solution | Complete PSA Plant End to End with Dual Compressor ( 1 Working + 1 Standby) |  |  |  |  | E1002 : Pradeep Sati | 18-OCT-2024 12:38:08PM | E1150 : Test EMP
Medical Oxygen Generator | MedO PSA Package |  | MedO 90 | MedO 90 | 842139 | 2 |  | 0 | 17960000 | Equipment | 18 | 0 | YES | NO |  | NO | Medical Oxygen Generation Plant | 04-AUG-2022 5:12:39PM | Gas Generated | Oxygen | Flow | 90 NM3/hr or 1500 LPM | Purity 93+3% | 93+3% | Compressor | Included | Dryer Included | Included | Air Tank | Included | Storage Tank | Included | Compressor Make | Kaeser/ IR/ Power Efficitent Brands | Compressor Rating | 110 KW | Power Required | 415V 50 Hz 3 Phase | Total Solution | Complete PSA Plant End to End |  |  |  |  | Admin : Admin | 18-OCT-2024 12:38:17PM | E1150 : Test EMP
Medical Oxygen Generator | MedO PSA Only |  | MedO 90 B | MedO 90 B | 842139 | 0 |  | 0 | 12213181 | Equipment | 18 | 0 | YES | NO |  | NO | Medical Oxygen Generation Unit | 04-AUG-2022 5:12:39PM | Gas Generated | Oxygen | Flow | 90 NM3/hr or 1500 LPM | Purity 93+3% | 93+3% | Compressor | In Your Scope | Dryer Included | In Your Scope | Air Tank | Included | Storage Tank | Included | Compressor Rating | 110 KW | Power Required | 230V 50 Hz Single Phase | Module Option | PSA Plant Only | [6 empty] | Admin : Admin | 18-OCT-2024 12:38:25PM | E1150 : Test EMP
Medical Oxygen Generator | MedO PSA Package Dual Compressor |  | MedO 90 D | MedO 90 D | 842139 | 0 |  | 0 | 21326905 | Equipment | 18 | 0 | YES | NO |  | NO | Medical Oxygen Generation Plant | 12-DEC-2022 2:19:18PM | Gas Generated | Oxygen | Flow | 90 NM3/hr or 1500 LPM | Purity 93+3% | 93+3% | Compressor ( 2 Nos.) | Included | Dryer Included | Included | Air Tank | Included | Storage Tank | Included | Compressor Make | Kaeser/ IR/ Power Efficitent Brands | Compressor Rating | 110 KW | Power Required | 415V 50 Hz 3 Phase | Total Solution | Complete PSA Plant End to End with Dual Compressor ( 1 Working + 1 Standby) |  |  |  |  | E1002 : Pradeep Sati | 18-OCT-2024 12:38:34PM | E1150 : Test EMP
Medical Oxygen Generator | MedO-C PSA Package |  | MedO 9C | MedO 9C | 842139 | 0 |  | 0 | 1920000 | Equipment | 18 | 0 | YES | YES |  | NO | Medical Oxygen Generation Plant | 27-SEP-2024 4:59:53PM | Gas Generated | Oxygen | Flow | 9 NM3/hr or 150 LPM | Purity | 93+3% | Compressor | Included | Compressed Air Dryer | Included | Air Tank | Included | Storage Tank | Included | Compressor Make | Power Efficitent Brands/Absstem Approved | Compressor Rating | 11 KW | Power Required | 415V 50 Hz 3 Phase | Total Solution | Complete medical oxygen plant end to end with IoT and Remote Monitoring |  |  |  |  | E1002 : Pradeep Sati | 19-MAY-2025 2:03:52PM | E1118 : Sachin Chauhan
Measuring Instrument | Analyzer |  | MI1 | Analyzer,Digital Percentage,Online,Oxygen,209 - 100 ,Absstem-ABS,LED,Electromical,,24 V DC,01 - 1 LPM | 902710 | 0 | NOS | 0 | 0 | RAW | 18 | 0 | NO | YES |  | NO |  | 23-APR-2025 2:55:49AM | [26 empty] | E1002 : Pradeep Sati | 19-MAY-2025 4:55:20PM | E1073 : ABS1004
Measuring Instrument | Flowmeter |  | MI10 | Flowmeter,Rotameter,Analog,6 to 60 Nm3/Hr,1/2",Female-PT,Acrylic Tube,Microflow,,Oxygen,6.5 Barg,(0° | 90271000 | 0 | NOS | 0 | 0 | RAW | 18 | 0 | YES | YES |  | NO |  | 07-MAY-2025 3:40:27PM | [26 empty] | E1002 : Pradeep Sati | 05-JUL-2025 12:41:33PM | H1155 : Raushan Kumar
Measuring Instrument | Flowmeter |  | MI100 | Flowmeter,Rotameter,Analog,20 to 200 LPM,1/2",R/Female SS-BSP,Acrylic Tube,Left Flow Control Valve,, | 9026 | 0 | NOS | 0 | 0 | RAW | 18 | 0 | YES | YES |  | NO |  | 17-NOV-2025 4:17:01PM | [26 empty] | E1002 : Pradeep Sati
Measuring Instrument | Flowmeter |  | MI101 | Flowmeter,Rotameter,Analog,80 to 800 LPM,1/2",R/Female SS-BSP,Acrylic Tube,Left Flow Control Valve,, | 9026 | 0 | NOS | 0 | 0 | RAW | 18 | 0 | YES | YES |  | NO |  | 17-NOV-2025 4:17:01PM | [26 empty] | E1002 : Pradeep Sati
Measuring Instrument | Flowmeter |  | MI102 | Flowmeter,Rotameter,Analog,1.5 to 15 Nm3/Hr,1/2",T&B/Female/Teflon-BSP,Acrylic Tube,,,Oxygen,, | 9026 | 0 | NOS | 0 | 0 | RAW | 18 | 0 | YES | YES |  | NO |  | 17-NOV-2025 4:17:01PM | [26 empty] | E1002 : Pradeep Sati
Measuring Instrument | Flowmeter |  | MI103 | Flowmeter,Rotameter,Analog,40 to 400 LPM,1/2",R/Female SS-BSP,Acrylic Tube,Left Flow Control Valve,, | 9026 | 0 | NOS | 0 | 0 | RAW | 18 | 0 | YES | YES |  | NO |  | 17-NOV-2025 4:17:02PM | [26 empty] | E1002 : Pradeep Sati
Measuring Instrument | Pressure Gauge |  | MI104 | Pressure Gauge,1/8",Without Glycerin,0-10 Kg/cm2,Bottom Connection,MS + Brass,50 mm,BAUMER-AA Series | 9026 | 25 | NOS | 325 | 0 | RAW | 18 | 0 | YES | YES |  | NO |  | 19-NOV-2025 5:29:01PM | [26 empty] | E1002 : Pradeep Sati | 09-SEP-2026 4:58:37PM | H1155 : Raushan Kumar
Measuring Instrument | Pressure Gauge |  | MI105 | Pressure Gauge,1/2",With Glycerin,(-1 to 9 Barg),Bottom Connection,SS with Case vent,4",Wika,Male - | 9026 | 0 | NOS | 1980 | 0 | RAW | 18 | 0 | YES | YES |  | NO |  | 29-NOV-2025 4:20:35PM | [26 empty] | E1002 : Pradeep Sati | 03-DEC-2025 12:57:17PM | H1155 : Raushan Kumar
Measuring Instrument | Temperature Transmitter |  | MI106 | Temperature Transmitter,Controller-Sensor Dia 6mm-Sensing Length 150 mm-3 Wire 5 Mtr (2 Relay Output | 90261090 | 0 | NOS | 0 | 0 | RAW | 18 | 0 | YES | YES |  | NO |  | 05-DEC-2025 2:58:27PM | [26 empty] | E1002 : Pradeep Sati
Measuring Instrument | Temperature Transmitter |  | MI107 | Temperature Transmitter,Controller-Sensor Dia 6mm-Sensing Length 162 mm-3 Wire 3 Mtr Approx,,,,Delta | 90261090 | 2 | NOS | 5820 | 0 | RAW | 18 | 0 | YES | YES |  | NO |  | 08-JAN-2026 4:47:30PM | [26 empty] | E1002 : Pradeep Sati | 15-JAN-2026 5:12:17PM | E1002 : Pradeep Sati
Measuring Instrument | Temperature Gauge |  | MI108 | Temperature Gauge,Bimetallic,Dia-6mm, L-300 mm,4",(0°C - 300°C),1/2",Male-BSP,SS-304-316,Baumer-CBF2 | 9026 | 0 | NOS | 3700 | 0 | RAW | 18 | 0 | YES | YES |  | NO |  | 05-MAR-2026 2:49:48PM | [26 empty] | E1002 : Pradeep Sati | 06-MAR-2026 10:42:53AM | H1155 : Raushan Kumar
Measuring Instrument | Pressure Gauge |  | MI109 | Pressure Gauge,1/2",,0-10000 MMWC / 0-1000 mBar,Bottom Connection,,D-4",AKVALO,Male-BSP,(-4°C - 60°C | 9026 | 1 | NOS | 1600 | 0 | RAW | 18 | 0 | YES | YES |  | NO |  | 09-MAR-2026 11:15:57AM | [26 empty] | E1002 : Pradeep Sati | 13-MAY-2026 11:56:51AM | H1155 : Raushan Kumar
Measuring Instrument | Flowmeter |  | MI11 | Flowmeter,Rotameter,Analog,10 to 100 Nm3/Hr,3/4"",Female-PT,Acrylic Tube,Microflow,,Air,6.5 Barg,(0° | 90271000 | 0 | NOS | 0 | 0 | RAW | 18 | 0 | YES | YES |  | NO |  | 07-MAY-2025 3:40:27PM | [26 empty] | E1002 : Pradeep Sati
Measuring Instrument | Pressure Gauge |  | MI110 | Pressure Gauge,3/8",,0-10000 MMWC / 0-1000 mBar,Bottom Connection,,D-4",AKVALO,Male-BSP,(-4°C - 60°C | 9026 | 0 | NOS | 0 | 0 | RAW | 18 | 0 | YES | YES |  | NO |  | 09-MAR-2026 11:15:57AM | [26 empty] | E1002 : Pradeep Sati | 17-MAR-2026 5:10:02PM | E1002 : Pradeep Sati
Measuring Instrument | Pressure Gauge |  | MI111 | Pressure Gauge,1/2",,0-20 Kg/cm2,Bottom Connection,SS,,BAUMER,Male-BSP,(-4°C - 60°C), | 9026 | 0 | NOS | 975 | 0 | RAW | 18 | 0 | YES | YES |  | NO |  | 07-APR-2026 11:16:56AM | [26 empty] | E1002 : Pradeep Sati | 08-APR-2026 4:40:57PM | H1155 : Raushan Kumar
Measuring Instrument | Pressure Transmitter |  | MI112 | Pressure Transmitter,,(0 to 4) Barg,1/4",SS,BAUMER-CTX Series,Output (4 to 20 mA),(-20°C - 80°C) | 90262000 | 4 | NOS | 5225 | 0 | RAW | 18 | 0 | YES | YES |  | NO |  | 09-APR-2026 2:49:49PM | [26 empty] | E1002 : Pradeep Sati
Measuring Instrument | Pressure Gauge |  | MI113 | Pressure Gauge,1/2",,0-25 Barg,Bottom Connection,SS,D-4",BAUMER-AVF2 3 BM,Male-BSP,(-4°C - 60°C), | 9026 | 0 | NOS | 1065 | 0 | RAW | 18 | 0 | YES | YES |  | NO |  | 09-APR-2026 2:49:49PM | [26 empty] | E1002 : Pradeep Sati | 04-MAY-2026 10:26:16AM | H1155 : Raushan Kumar
Measuring Instrument | Pressure Switch |  | MI114 | Pressure Switch,1/4",BSP,Dial-3",Upto 600 Barg,Ni-DG-R-705,4 Digit LED,Poly Carbonate,Max. 80°C | 9032 | 0 | NOS | 0 | 0 | RAW | 18 | 0 | YES | YES |  | NO |  | 23-APR-2026 11:06:48AM | [26 empty] | E1002 : Pradeep Sati
Measuring Instrument | Pressure Transmitter |  | MI115 | Pressure Transmitter,520,(0 to 16) Barg,1/4",SS,Huba-520.931S032401,07….33 VDC,(-30°C - 85°C) |  | 0 | NOS | 2950 | 0 | RAW | 18 | 0 | YES | YES |  | NO |  | 12-JUN-2026 1:26:27PM | [26 empty] | E1002 : Pradeep Sati | 23-JUN-2026 10:47:53AM | H1155 : Raushan Kumar
Measuring Instrument | Dew-Point Meter |  | MI116 | Dew-Point Meter,Digital Transmitter -M12 5 Pin,Mishell-SF82-TX-AP1,With Cable,1/2",(-60°C to 60°C),S |  | 0 | NOS | 25500 | 0 | RAW | 18 | 0 | YES | YES |  | NO |  | 12-JUN-2026 1:26:27PM | [26 empty] | E1002 : Pradeep Sati | 23-JUN-2026 4:25:23PM | H1155 : Raushan Kumar
Measuring Instrument | Flowmeter |  | MI117 | Flowmeter,Transmitter,Analogue / Display with Backlight,,DN 25 (1"),,,E+E -EE741A6D2AC0FU4,4-20mA,Ox | 9026 | 0 | NOS | 47000 | 0 | RAW | 18 | 0 | YES | YES |  | NO |  | 24-JUN-2026 9:40:39AM | [26 empty] | E1002 : Pradeep Sati
Measuring Instrument | Vernier Caliper |  | MI118 | Vernier Caliper,Digital,,Battery,50/60 HZ | 90173010 | 0 | NOS | 1186.44 | 0 | RAW | 18 | 0 | YES | YES |  | NO |  | 24-JUN-2026 8:56:47PM | [26 empty] | E1002 : Pradeep Sati | 01-JUL-2026 11:02:52AM | H1155 : Raushan Kumar
Measuring Instrument | Pressure Gauge |  | MI119 | Pressure Gauge,Digital,1/4",0-100 Kg/cm2,Bottom Connection,SS,,Nishkaa-NIDGR705,Male-BSP,(-20°C - 85 | 9026 | 0 | NOS | 4680 | 0 | RAW | 18 | 0 | YES | YES |  | NO |  | 04-AUG-2026 9:15:46AM | [26 empty] | E1002 : Pradeep Sati
Measuring Instrument | Flowmeter |  | MI12 | Flowmeter,Rotameter,Analog,10 to 100 Nm3/Hr,3/4"",Female-PT,Acrylic Tube,Microflow,,Nitrogen,6.5 Bar | 90271000 | 7 | NOS | 0 | 0 | RAW | 18 | 0 | YES | YES |  | NO |  | 07-MAY-2025 3:40:27PM | [26 empty] | E1002 : Pradeep Sati | 17-NOV-2025 5:52:25PM | E1002 : Pradeep Sati
Measuring Instrument | Flowmeter |  | MI120 | Flowmeter,Transmitter,Digital Display,,,,,E+E -DN40,4-20mA,Air/Nitrogen, | 9026 | 0 | NOS | 51900 | 0 | RAW | 18 | 0 | YES | YES |  | NO |  | 02-SEP-2026 3:58:33PM | [26 empty] | E1002 : Pradeep Sati
Measuring Instrument | Flowmeter |  | MI13 | Flowmeter,Rotameter,Analog,10 to 100 Nm3/Hr,3/4"",Female-PT,Acrylic Tube,Microflow,,Oxygen,6.5 Barg, | 90271000 | 0 | NOS | 0 | 0 | RAW | 18 | 0 | YES | YES |  | NO |  | 07-MAY-2025 3:40:27PM | [26 empty] | E1002 : Pradeep Sati
Measuring Instrument | Flowmeter |  | MI14 | Flowmeter,Rotameter,Analog,20 to 200 Nm3/Hr,1',Female-PT,Acrylic Tube,Microflow,,Air,6.5 Barg,(0°C t | 90271000 | 7 | NOS | 0 | 0 | RAW | 18 | 0 | YES | YES |  | NO |  | 07-MAY-2025 3:40:27PM | [26 empty] | E1002 : Pradeep Sati | 17-NOV-2025 5:52:25PM | E1002 : Pradeep Sati
Measuring Instrument | Flowmeter |  | MI15 | Flowmeter,Rotameter,Analog,20 to 200 Nm3/Hr,1',Female-PT,Acrylic Tube,Microflow,,Nitrogen,6.5 Barg,( | 90271000 | 0 | NOS | 0 | 0 | RAW | 18 | 0 | YES | YES |  | NO |  | 07-MAY-2025 3:40:27PM | [26 empty] | E1002 : Pradeep Sati
Measuring Instrument | Flowmeter |  | MI16 | Flowmeter,Rotameter,Analog,20 to 200 Nm3/Hr,1',Female-PT,Acrylic Tube,Microflow,,Oxygen,6.5 Barg,(0° | 90271000 | 0 | NOS | 0 | 0 | RAW | 18 | 0 | YES | YES |  | NO |  | 07-MAY-2025 3:40:27PM | [26 empty] | E1002 : Pradeep Sati
Measuring Instrument | Flowmeter |  | MI17 | Flowmeter,Rotameter,Analog,30 to 300 Nm3/Hr,1.5",Female-PT,Acrylic Tube,Microflow,,Air,6.5 Barg,(0°C | 90271000 | 0 | NOS | 0 | 0 | RAW | 18 | 0 | YES | YES |  | NO |  | 07-MAY-2025 3:40:27PM | [26 empty] | E1002 : Pradeep Sati
Measuring Instrument | Flowmeter |  | MI18 | Flowmeter,Rotameter,Analog,30 to 300 Nm3/Hr,1.5",Female-PT,Acrylic Tube,Microflow,,Nitrogen,6.5 Barg | 90271000 | 0 | NOS | 0 | 0 | RAW | 18 | 0 | YES | YES |  | NO |  | 07-MAY-2025 3:40:27PM | [26 empty] | E1002 : Pradeep Sati
Measuring Instrument | Flowmeter |  | MI19 | Flowmeter,Rotameter,Analog,30 to 300 Nm3/Hr,1.5",Female-PT,Acrylic Tube,Microflow,,Oxygen,6.5 Barg,( | 90271000 | 0 | NOS | 0 | 0 | RAW | 18 | 0 | YES | YES |  | NO |  | 07-MAY-2025 3:40:27PM | [26 empty] | E1002 : Pradeep Sati
Measuring Instrument | Analyzer |  | MI2 | Analyzer,Digital PPM,Online,Oxygen,1 - 1000 PPM,Absstem-ABS,LED,Electrochemical,,24 V DC,0.1 - 1 LPM | 902710 | 5 | NOS | 13500 | 0 | RAW | 18 | 0 | YES | YES |  | NO |  | 23-APR-2025 2:55:49AM | [26 empty] | E1002 : Pradeep Sati | 09-SEP-2026 4:58:36PM | H1155 : Raushan Kumar
Measuring Instrument | Flowmeter |  | MI20 | Flowmeter,Rotameter,Analog,40 to 400 Nm3/Hr,2",Female-PT,Acrylic Tube,Microflow,,Oxygen,6.5 Barg,(0° | 90271000 | 0 | NOS | 0 | 0 | RAW | 18 | 0 | YES | YES |  | NO |  | 07-MAY-2025 3:40:27PM | [26 empty] | E1002 : Pradeep Sati
Measuring Instrument | Flowmeter |  | MI21 | Flowmeter,Rotameter,Analog,40 to 400 Nm3/Hr,2",Female-PT,Acrylic Tube,Microflow,,Oxygen,6.5 Barg,(0° | 90271000 | 0 | NOS | 0 | 0 | RAW | 18 | 0 | YES | YES |  | NO |  | 07-MAY-2025 3:40:27PM | [26 empty] | E1002 : Pradeep Sati
Measuring Instrument | Flowmeter |  | MI22 | Flowmeter,Rotameter,Analog,40 to 400 Nm3/Hr,2",Female-PT,Acrylic Tube,Microflow,,Oxygen,6.5 Barg,(0° | 90271000 | 0 | NOS | 0 | 0 | RAW | 18 | 0 | YES | YES |  | NO |  | 07-MAY-2025 3:40:27PM | [26 empty] | E1002 : Pradeep Sati
Measuring Instrument | Flowmeter |  | MI23 | Flowmeter,Rotameter,Analog,6 to 60 Nm3/Hr,1/2",Flanged,Acrylic Tube,Microflow,,Air,6.5 Barg,(0°C to | 90271000 | 0 | NOS | 0 | 0 | RAW | 18 | 0 | YES | YES |  | NO |  | 07-MAY-2025 3:40:27PM | [26 empty] | E1002 : Pradeep Sati
Measuring Instrument | Flowmeter |  | MI24 | Flowmeter,Rotameter,Analog,6 to 60 Nm3/Hr,1/2",Flanged,Acrylic Tube,Microflow,,Nitrogen,6.5 Barg,(0° | 90271000 | 0 | NOS | 0 | 0 | RAW | 18 | 0 | YES | YES |  | NO |  | 07-MAY-2025 3:40:27PM | [26 empty] | E1002 : Pradeep Sati
Measuring Instrument | Flowmeter |  | MI25 | Flowmeter,Rotameter,Analog,6 to 60 Nm3/Hr,1/2",Flanged,Acrylic Tube,Microflow,,Oxygen,6.5 Barg,(0°C | 90271000 | 0 | NOS | 0 | 0 | RAW | 18 | 0 | YES | YES |  | NO |  | 07-MAY-2025 3:40:27PM | [26 empty] | E1002 : Pradeep Sati
Measuring Instrument | Flowmeter |  | MI26 | Flowmeter,Rotameter,Analog,10 to 100 Nm3/Hr,3/4"",Flanged,Acrylic Tube,Microflow,,Air,6.5 Barg,(0°C | 90271000 | 0 | NOS | 0 | 0 | RAW | 18 | 0 | YES | YES |  | NO |  | 07-MAY-2025 3:40:27PM | [26 empty] | E1002 : Pradeep Sati
Measuring Instrument | Flowmeter |  | MI27 | Flowmeter,Rotameter,Analog,10 to 100 Nm3/Hr,3/4"",Flanged,Acrylic Tube,Microflow,,Nitrogen,6.5 Barg, | 90271000 | 0 | NOS | 0 | 0 | RAW | 18 | 0 | YES | YES |  | NO |  | 07-MAY-2025 3:40:27PM | [26 empty] | E1002 : Pradeep Sati
Measuring Instrument | Flowmeter |  | MI28 | Flowmeter,Rotameter,Analog,10 to 100 Nm3/Hr,3/4"",Flanged,Acrylic Tube,Microflow,,Oxygen,6.5 Barg,(0 | 90271000 | 0 | NOS | 0 | 0 | RAW | 18 | 0 | YES | YES |  | NO |  | 07-MAY-2025 3:40:27PM | [26 empty] | E1002 : Pradeep Sati
Measuring Instrument | Flowmeter |  | MI29 | Flowmeter,Rotameter,Analog,20 to 200 Nm3/Hr,1',Flanged,Acrylic Tube,Microflow,,Air,6.5 Barg,(0°C to | 90271000 | 0 | NOS | 0 | 0 | RAW | 18 | 0 | YES | YES |  | NO |  | 07-MAY-2025 3:40:27PM | [26 empty] | E1002 : Pradeep Sati
Measuring Instrument | Analyzer |  | MI3 | Analyzer,Digital PPM,Online,Oxygen,1-10000 PPM,Southland-OMD-501X,LED,Electrochemical,,220 V AC,0.1 | 902710 | 0 | NOS | 0 | 0 | RAW | 18 | 0 | YES | YES |  | NO |  | 23-APR-2025 2:55:49AM | [26 empty] | E1002 : Pradeep Sati | 16-MAY-2025 2:13:29PM | E1002 : Pradeep Sati
Measuring Instrument | Flowmeter |  | MI30 | Flowmeter,Rotameter,Analog,20 to 200 Nm3/Hr,1',Flanged,Acrylic Tube,Microflow,,Nitrogen,6.5 Barg,(0° | 90271000 | 0 | NOS | 0 | 0 | RAW | 18 | 0 | YES | YES |  | NO |  | 07-MAY-2025 3:40:27PM | [26 empty] | E1002 : Pradeep Sati
Measuring Instrument | Flowmeter |  | MI31 | Flowmeter,Rotameter,Analog,20 to 200 Nm3/Hr,1',Flanged,Acrylic Tube,Microflow,,Oxygen,6.5 Barg,(0°C | 90271000 | 0 | NOS | 0 | 0 | RAW | 18 | 0 | YES | YES |  | NO |  | 07-MAY-2025 3:40:27PM | [26 empty] | E1002 : Pradeep Sati
Measuring Instrument | Flowmeter |  | MI32 | Flowmeter,Rotameter,Analog,30 to 300 Nm3/Hr,1.5",Flanged,Acrylic Tube,Microflow,,Air,6.5 Barg,(0°C t | 90271000 | 0 | NOS | 0 | 0 | RAW | 18 | 0 | YES | YES |  | NO |  | 07-MAY-2025 3:40:27PM | [26 empty] | E1002 : Pradeep Sati
Measuring Instrument | Flowmeter |  | MI33 | Flowmeter,Rotameter,Analog,30 to 300 Nm3/Hr,1.5",Flanged,Acrylic Tube,Microflow,,Nitrogen,6.5 Barg,( | 90271000 | 0 | NOS | 0 | 0 | RAW | 18 | 0 | YES | YES |  | NO |  | 07-MAY-2025 3:40:27PM | [26 empty] | E1002 : Pradeep Sati
Measuring Instrument | Flowmeter |  | MI34 | Flowmeter,Rotameter,Analog,30 to 300 Nm3/Hr,1.5",Flanged,Acrylic Tube,Microflow,,Oxygen,6.5 Barg,(0° | 90271000 | 0 | NOS | 0 | 0 | RAW | 18 | 0 | YES | YES |  | NO |  | 07-MAY-2025 3:40:27PM | [26 empty] | E1002 : Pradeep Sati
Measuring Instrument | Flowmeter |  | MI35 | Flowmeter,Rotameter,Analog,40 to 400 Nm3/Hr,2",Flanged,Acrylic Tube,Microflow,,Oxygen,6.5 Barg,(0°C | 90271000 | 0 | NOS | 0 | 0 | RAW | 18 | 0 | YES | YES |  | NO |  | 07-MAY-2025 3:40:27PM | [26 empty] | E1002 : Pradeep Sati
Measuring Instrument | Flowmeter |  | MI36 | Flowmeter,Rotameter,Analog,40 to 400 Nm3/Hr,2",Flanged,Acrylic Tube,Microflow,,Oxygen,6.5 Barg,(0°C | 90271000 | 0 | NOS | 0 | 0 | RAW | 18 | 0 | YES | YES |  | NO |  | 07-MAY-2025 3:40:27PM | [26 empty] | E1002 : Pradeep Sati
Measuring Instrument | Flowmeter |  | MI37 | Flowmeter,Rotameter,Analog,40 to 400 Nm3/Hr,2",Flanged,Acrylic Tube,Microflow,,Oxygen,6.5 Barg,(0°C | 90271000 | 0 | NOS | 0 | 0 | RAW | 18 | 0 | YES | YES |  | NO |  | 07-MAY-2025 3:40:27PM | [26 empty] | E1002 : Pradeep Sati
Measuring Instrument-bulk | Flowmeter |  | MI38 | Flowmeter,Rotameter,Analog,0.5 to 3 LPM,1/8",Female-BPT,Acrylic Tube,Microflow,,Air/Nitrogen/Oxygen, | 90271000 | 36 | NOS | 600 | 0 | RAW | 18 | 0 | YES | YES |  | NO |  | 07-MAY-2025 3:40:27PM | [26 empty] | E1002 : Pradeep Sati | 09-SEP-2026 4:58:37PM | H1155 : Raushan Kumar
Measuring Instrument | Flowmeter |  | MI39 | Flowmeter,Mass Flow meter,Digital with totalizer,169 m3,1/2",Pipe Mounting,Aluminium,CDI-5200-05S,24 | 90271000 | 0 | NOS | 0 | 0 | RAW | 18 | 0 | YES | YES |  | NO |  | 07-MAY-2025 3:40:27PM | [26 empty] | E1002 : Pradeep Sati
Measuring Instrument | Analyzer |  | MI4 | Analyzer,Digital Percentage,Online,Oxygen,0.1 - 100 %,Absstem-ABS,LED,Electrochemical,,24 V DC,0.1 - | 9029 | 1 | NOS | 8800 | 0 | RAW | 18 | 0 | YES | YES |  | NO |  | 23-APR-2025 2:55:49AM | [26 empty] | E1002 : Pradeep Sati | 10-SEP-2026 12:34:48PM | H1155 : Raushan Kumar
Measuring Instrument | Flowmeter |  | MI40 | Flowmeter,Mass Flow meter,Digital with totalizer,250 m3,3/4",Pipe Mounting,Aluminium,CDI-5200-07S,24 | 90271000 | 0 | NOS | 0 | 0 | RAW | 18 | 0 | YES | YES |  | NO |  | 07-MAY-2025 3:40:27PM | [26 empty] | E1002 : Pradeep Sati
Measuring Instrument | Flowmeter |  | MI41 | Flowmeter,Mass Flow meter,Digital with totalizer,338 m3,1",Pipe Mounting,Aluminium,CDI-5200-10S,24 V | 90271000 | 0 | NOS | 0 | 0 | RAW | 18 | 0 | YES | YES |  | NO |  | 07-MAY-2025 3:40:27PM | [26 empty] | E1002 : Pradeep Sati
Measuring Instrument | Flowmeter |  | MI42 | Flowmeter,Mass Flow meter,Digital with totalizer,675 m3,1.5",Pipe Mounting,Aluminium,CDI-5200-15S,24 | 90271000 | 0 | NOS | 0 | 0 | RAW | 18 | 0 | YES | YES |  | NO |  | 07-MAY-2025 3:40:27PM | [26 empty] | E1002 : Pradeep Sati
Measuring Instrument | Pressure Transmitter |  | MI43 | Pressure Transmitter,,0-16 Barg,1/4",SS-304,Act Sensor,24 V DC,(-20°C - 80°C) | 90262000 | 11 | NOS | 2500 | 0 | RAW | 18 | 0 | YES | YES |  | NO |  | 07-MAY-2025 3:40:27PM | [26 empty] | E1002 : Pradeep Sati | 09-SEP-2026 4:58:37PM | H1155 : Raushan Kumar
Measuring Instrument | Pressure Transmitter |  | MI44 | Pressure Transmitter,,0-10 Barg,1/4",SS-304,Act Sensor-ASPT-111,24 V DC,(-20°C - 80°C) | 90262000 | 0 | NOS | 2400 | 0 | RAW | 18 | 0 | YES | YES |  | NO |  | 07-MAY-2025 3:40:27PM | [26 empty] | E1002 : Pradeep Sati | 21-MAY-2026 10:51:03AM | H1155 : Raushan Kumar
Measuring Instrument | Pressure Transmitter |  | MI45 | Pressure Transmitter,,0-10 Barg,1/4",SS-304,Huba,24 V DC,(-20°C - 80°C) | 90262000 | 0 | NOS | 0 | 0 | RAW | 18 | 0 | YES | YES |  | NO |  | 07-MAY-2025 3:40:27PM | [26 empty] | E1002 : Pradeep Sati
Measuring Instrument | Pressure Transmitter |  | MI46 | Pressure Transmitter,,0-60 Barg,1/4",SS-304,Act Sensor,24 V DC,(-20°C - 80°C) | 90262000 | 0 | NOS | 0 | 0 | RAW | 18 | 0 | YES | YES |  | NO |  | 07-MAY-2025 3:40:27PM | [26 empty] | E1002 : Pradeep Sati | 02-JAN-2026 12:38:41PM | E1002 : Pradeep Sati
Measuring Instrument | Pressure Transmitter |  | MI47 | Pressure Transmitter,,0-100 Barg,1/4",SS-304,,24 V DC,(-20°C - 80°C) | 90262000 | 0 | NOS | 0 | 0 | RAW | 18 | 0 | YES | YES |  | NO |  | 07-MAY-2025 3:40:27PM | [26 empty] | E1002 : Pradeep Sati | 05-JUN-2025 5:03:09PM | E1002 : Pradeep Sati
Measuring Instrument | Pressure Transmitter |  | MI48 | Pressure Transmitter,,0-100 m Barg,1/4",SS-304,Act Sensor,24 V DC,(-20°C - 80°C) | 90262000 | 0 | NOS | 0 | 0 | RAW | 18 | 0 | YES | YES |  | NO |  | 07-MAY-2025 3:40:27PM | [26 empty] | E1002 : Pradeep Sati | 02-JAN-2026 12:38:41PM | E1002 : Pradeep Sati
Measuring Instrument | Pressure Transmitter |  | MI49 | Pressure Transmitter,,0-500 m Barg,1/4",SS-304,,24 V DC,(-20°C - 80°C) | 90262000 | 0 | NOS | 0 | 0 | RAW | 18 | 0 | YES | YES |  | NO |  | 07-MAY-2025 3:40:27PM | [26 empty] | E1002 : Pradeep Sati
Measuring Instrument | Analyzer |  | MI5 | Analyzer,Digital Percentage,Portable,Oxygen,0.1 - 100 %,Technovation-EC-77,LED,Electromical,,9 V - B | 902910 | 0 | NOS | 16700 | 0 | RAW | 18 | 0 | YES | YES |  | NO |  | 23-APR-2025 2:55:49AM | [26 empty] | E1002 : Pradeep Sati | 18-AUG-2026 3:03:33PM | H1155 : Raushan Kumar
Measuring Instrument | Pressure Transmitter |  | MI50 | Pressure Transmitter,,(-1 - 0) Barg,1/4",SS-304,,24 V DC,(-20°C - 80°C) | 90262000 | 0 | NOS | 0 | 0 | RAW | 18 | 0 | YES | YES |  | NO |  | 07-MAY-2025 3:40:27PM | [26 empty] | E1002 : Pradeep Sati | 05-JUN-2025 5:03:09PM | E1002 : Pradeep Sati
Measuring Instrument | Temperature Transmitter |  | MI51 | Temperature Transmitter,With Thermowell,(0°C - 300°C),1/2",SS-304,,24 V DC,(-20°C - 80°C),Male-PT | 90262000 | 0 | NOS | 6500 | 0 | RAW | 18 | 0 | YES | YES |  | NO |  | 07-MAY-2025 3:40:27PM | [26 empty] | E1002 : Pradeep Sati | 06-MAR-2026 11:07:06AM | H1155 : Raushan Kumar
Measuring Instrument | Pressure Gauge |  | MI52 | Pressure Gauge,1/8",Without Glycerin,0-10 Barg,Back Connection,,41mm,Janatics,Male-BSP,(-4°C - 60°C) | 9026 | 27 | NOS | 290 | 0 | RAW | 18 | 0 | YES | YES |  | NO |  | 07-MAY-2025 3:40:27PM | [26 empty] | E1002 : Pradeep Sati | 09-SEP-2026 4:58:37PM | H1155 : Raushan Kumar
Measuring Instrument | Pressure Gauge |  | MI53 | Pressure Gauge,1/2",With Glycerin,0-10 Barg,Back Connection,SS Body,100 mm,Wika,Male-BSP,(-4°C - 60° | 9026 | 0 | NOS | 0 | 0 | RAW | 18 | 0 | YES | YES |  | NO |  | 07-MAY-2025 3:40:27PM | [26 empty] | E1002 : Pradeep Sati | 26-JUN-2025 12:13:03PM | H1155 : Raushan Kumar
Measuring Instrument | Pressure Gauge |  | MI54 | Pressure Gauge,1/4",Without Glycerin,0-10 Barg,Back Connection,SS Body,63 mm,Wika,Male-BSP,(-4°C - 6 | 9026 | 45 | NOS | 980 | 0 | RAW | 18 | 0 | YES | YES |  | NO |  | 07-MAY-2025 3:40:27PM | [26 empty] | E1002 : Pradeep Sati | 09-SEP-2026 4:58:37PM | H1155 : Raushan Kumar
Measuring Instrument | Pressure Gauge |  | MI55 | Pressure Gauge,1/8",Without Glycerin,0-10 Barg,Bottom Connection,MS Body,51 mm,Suzhik,Male-BSPT,(-4° | 9026 | 1 | NOS | 330 | 0 | RAW | 18 | 0 | YES | YES |  | NO |  | 07-MAY-2025 3:40:27PM | [26 empty] | E1002 : Pradeep Sati | 26-JUN-2026 12:20:01PM | H1155 : Raushan Kumar
Measuring Instrument | Calibrated Gas |  | MI56 | Calibrated Gas,Oxygen,0.9999,,MS,,150 Barg | 28042990 | 0 | NOS | 0 | 0 | RAW | 18 | 0 | YES | YES |  | NO |  | 07-MAY-2025 3:40:27PM | [26 empty] | E1002 : Pradeep Sati
Measuring Instrument | Calibrated Gas |  | MI57 | Calibrated Gas,Nitrogen,1000 PPM,,MS,,150 Barg | 28042990 | 0 | NOS | 354 | 0 | RAW | 18 | 0 | YES | YES |  | NO |  | 07-MAY-2025 3:40:27PM | [26 empty] | E1002 : Pradeep Sati
Measuring Instrument | Calibrated Gas |  | MI58 | Calibrated Gas,Nitrogen,100 PPM,,MS,,150 Barg | 28042990 | 0 | NOS | 0 | 0 | RAW | 18 | 0 | YES | YES |  | NO |  | 07-MAY-2025 3:40:27PM | [26 empty] | E1002 : Pradeep Sati
Measuring Instrument | Calibrated Gas |  | MI59 | Calibrated Gas,Nitrogen,10 PPM,,MS,,150 Barg | 28042990 | 0 | NOS | 0 | 0 | RAW | 18 | 0 | YES | YES |  | NO |  | 07-MAY-2025 3:40:27PM | [26 empty] | E1002 : Pradeep Sati
Measuring Instrument | Flowmeter |  | MI6 | Flowmeter,Rotameter,Digital ,160 to 1600 Nm3/Hr,3",ANSI B CL 150 Flanged,SS-304,Microflow-DGMT-4,24 | 90271000 | 0 | NOS | 47125 | 0 | RAW | 18 | 0 | YES | YES |  | NO |  | 07-MAY-2025 3:40:27PM | [26 empty] | E1002 : Pradeep Sati | 05-JUN-2025 5:03:30PM | E1002 : Pradeep Sati
Measuring Instrument | Multimeter |  | MI60 | Multimeter,Digital,LED,Portable,PVC,,9 V,(0°C - 50°C) | 90303100 | 0 | NOS | 0 | 0 | RAW | 18 | 0 | YES | YES |  | NO |  | 07-MAY-2025 3:54:29PM | [26 empty] | E1002 : Pradeep Sati | 05-JUN-2025 5:03:09PM | E1002 : Pradeep Sati
Measuring Instrument | DFT Gauge |  | MI61 | DFT Gauge,Digital,LED,Portable,,Matrix,Battery,(-10°C to 50°C) | 901730 | 0 | NOS | 0 | 0 | RAW | 18 | 0 | YES | YES |  | NO |  | 07-MAY-2025 3:54:29PM | [26 empty] | E1002 : Pradeep Sati | 05-JUN-2025 5:03:09PM | E1002 : Pradeep Sati
Measuring Instrument | Sound Level Meter |  | MI62 | Sound Level Meter,LED,Portable,,HTC-SL-13A,Battery,30 to 130 dBA,31.5 Hz to 8 Hz,(0°C - 50°C) | 901730 | 0 | NOS | 0 | 0 | RAW | 18 | 0 | YES | YES |  | NO |  | 07-MAY-2025 3:54:29PM | [26 empty] | E1002 : Pradeep Sati | 05-JUN-2025 5:03:07PM | E1002 : Pradeep Sati
Measuring Instrument | Volt Meter |  | MI63 | Volt Meter,Panel Mounted,Digital,L&T-WL1320,500 V,4 W,3 Phase,50/60 HZ | 901730 | 0 | NOS | 1068 | 0 | RAW | 18 | 0 | YES | YES |  | NO |  | 07-MAY-2025 3:54:29PM | [26 empty] | E1002 : Pradeep Sati | 12-AUG-2026 10:31:34AM | H1155 : Raushan Kumar
Measuring Instrument | Thermometer |  | MI64 | Thermometer,Digital,LED,Portable,(-50°C - 550°C),,Plastic,Battery | 901730 | 0 | NOS | 1450 | 0 | RAW | 18 | 0 | YES | YES |  | NO |  | 07-MAY-2025 3:54:29PM | [26 empty] | E1002 : Pradeep Sati | 25-JUN-2025 3:25:40PM | H1155 : Raushan Kumar
Measuring Instrument | Dew-Point Meter |  | MI65 | Dew-Point Meter,Digital Transmitter ,E+E-PA1AC0SAL-100,With Cable,Online,(-60°C to 60°C),SS,24 VDC | 902580 | 0 | NOS | 25500 | 0 | RAW | 18 | 0 | YES | YES |  | NO |  | 07-MAY-2025 3:54:29PM | [26 empty] | E1002 : Pradeep Sati | 19-FEB-2026 11:49:55AM | H1155 : Raushan Kumar
Measuring Instrument | Dew-Point Meter |  | MI66 | Dew-Point Meter,Digital Transmitter ,GE- Very Dry,With Cable,Online,(-120°C to 120°C),SS,24 VDC | 902580 | 0 | NOS | 0 | 0 | RAW | 18 | 0 | YES | YES |  | NO |  | 07-MAY-2025 3:54:29PM | [26 empty] | E1002 : Pradeep Sati
Measuring Instrument | Clamp Meter |  | MI67 | Clamp Meter,Digital,Portable,HTC-CM-2030,Battery,50/60 HZ | 90303390 | 0 | NOS | 1150 | 0 | RAW | 18 | 0 | YES | YES |  | NO |  | 07-MAY-2025 3:54:29PM | [26 empty] | E1002 : Pradeep Sati | 13-JUN-2025 4:34:42PM | H1155 : Raushan Kumar
Measuring Instrument | Pressure Transmitter |  | MI68 | Pressure Transmitter,,(0 - 10) Barg,1/4",SS-304,Huba - Switzerland,Output (4 to 20 mA),(-20°C - 80°C | 90262000 | 1 | NOS | 2800 | 0 | RAW | 18 | 0 | YES | YES |  | NO |  | 14-MAY-2025 10:42:11AM | [26 empty] | E1002 : Pradeep Sati | 17-NOV-2025 5:52:25PM | E1002 : Pradeep Sati
Measuring Instrument | Temperature Transmitter |  | MI69 | Temperature Transmitter,RTD Sensor With Thermowell L-8", 6 mm Dia,(0°C - 300°C),1/2",SS,,Output (4 t |  | 1 | NOS | 6500 | 0 | RAW | 18 | 0 | YES | YES |  | NO |  | 14-MAY-2025 10:42:11AM | [26 empty] | E1002 : Pradeep Sati | 13-APR-2026 3:46:29PM | H1155 : Raushan Kumar
Measuring Instrument | Flowmeter |  | MI7 | Flowmeter,Rotameter,Digital ,60 to 600 Nm3.Hr,2",ANSI B CL 150 Flanged,SS-304,Microflow-DGMT-2,24 V | 90271000 | 0 | NOS | 38560 | 0 | RAW | 18 | 0 | YES | YES |  | NO |  | 07-MAY-2025 3:40:27PM | [26 empty] | E1002 : Pradeep Sati | 05-JUN-2025 5:03:30PM | E1002 : Pradeep Sati
Measuring Instrument | Pressure Gauge |  | MI70 | Pressure Gauge,1/2",With Glycerin,0-10 Barg,Bottom Connection,SS Body,6",Wika,Male-BSP,(-4°C - 60°C) | 9026 | 0 | NOS | 5900 | 0 | RAW | 18 | 0 | YES | YES |  | NO |  | 14-MAY-2025 10:42:12AM | [26 empty] | E1002 : Pradeep Sati | 11-OCT-2025 12:22:06PM | H1155 : Raushan Kumar
Measuring Instrument | Pressure Transmitter |  | MI71 | Pressure Transmitter,,(0 - 25) Barg,1/4",SS-304,Huba - Switzerland,Output (4 to 20 mA),(-20°C - 80°C | 90262000 | 0 | NOS | 7000 | 0 | RAW | 18 | 0 | YES | YES |  | NO |  | 22-AUG-2025 4:29:03PM | [26 empty] | E1002 : Pradeep Sati | 07-APR-2026 5:19:50PM | H1155 : Raushan Kumar
Measuring Instrument | Pressure Transmitter |  | MI72 | Pressure Transmitter,,(0 - 500) mBarg,1/4",SS-304,Huba - Switzerland,Output (4 to 20 mA),(-20°C - 80 | 90262000 | 0 | NOS | 7500 | 0 | RAW | 18 | 0 | YES | YES |  | NO |  | 22-AUG-2025 4:29:03PM | [26 empty] | E1002 : Pradeep Sati | 15-DEC-2025 12:15:27PM | H1155 : Raushan Kumar
Measuring Instrument | Pressure Transmitter |  | MI73 | Pressure Transmitter,,(-1 to 1 Barg),1/4",SS,BAUMER-CTX Series,Output (4 to 20 mA),(-20°C - 80°C) | 90262000 | 0 | NOS | 5752 | 0 | RAW | 18 | 0 | YES | YES |  | NO |  | 29-AUG-2025 5:40:24PM | [26 empty] | E1002 : Pradeep Sati | 04-SEP-2025 3:52:18PM | H1155 : Raushan Kumar
Measuring Instrument | Pressure Transmitter |  | MI74 | Pressure Transmitter,,0 to 500 mbarg,1/4",SS,KAVLICO,Output (4 to 20 mA),(-20°C - 80°C) | 90262000 | 3 | NOS | 5200 | 0 | RAW | 18 | 0 | YES | YES |  | NO |  | 29-AUG-2025 5:40:24PM | [26 empty] | E1002 : Pradeep Sati | 17-NOV-2025 5:52:25PM | E1002 : Pradeep Sati
Measuring Instrument | Pressure Transmitter |  | MI75 | Pressure Transmitter,,0 to 100 Barg,1/4",SS,BAUMER-CTX Series,Output (4 to 20 mA),(-20°C - 80°C) | 90262000 | 0 | NOS | 5225 | 0 | RAW | 18 | 0 | YES | YES |  | NO |  | 29-AUG-2025 5:40:24PM | [26 empty] | E1002 : Pradeep Sati | 13-FEB-2026 1:03:33PM | E1002 : Pradeep Sati
Measuring Instrument | Pressure Gauge |  | MI76 | Pressure Gauge,1/4",With Glycerin,(-1 to 1) Barg,Bottom Connection,SS Body,6",Wika,Male-BSP,(-4°C - | 9026 | 0 | NOS | 0 | 0 | RAW | 18 | 0 | YES | YES |  | NO |  | 29-AUG-2025 5:40:24PM | [26 empty] | E1002 : Pradeep Sati
Measuring Instrument | Pressure Gauge |  | MI77 | Pressure Gauge,1/4",,0 to 100 Barg,Bottom Connection,SS Body,,Wika,Male-BSP,(-4°C - 60°C), | 9026 | 0 | NOS | 0 | 0 | RAW | 18 | 0 | YES | YES |  | NO |  | 29-AUG-2025 5:40:24PM | [26 empty] | E1002 : Pradeep Sati
Measuring Instrument | Pressure Gauge |  | MI78 | Pressure Gauge,1/2",,0 to 100 Barg,Bottom Connection,SS Body,4",BAUMER-AVF2.3 BM,Male-BSP,(-4°C - 60 | 9026 | 3 | NOS | 1 | 0 | RAW | 18 | 0 | YES | YES |  | NO |  | 29-AUG-2025 5:40:24PM | [26 empty] | E1002 : Pradeep Sati | 17-NOV-2025 5:52:25PM | E1002 : Pradeep Sati
Measuring Instrument | Pressure Gauge |  | MI79 | Pressure Gauge,1/2",,1 to 4 Barg,Bottom Connection,SS Body,4",BAUMER-AVF2.4 BM,Male-BSP,(-4°C - 60°C | 9026 | 1 | NOS | 975 | 0 | RAW | 18 | 0 | YES | YES |  | NO |  | 29-AUG-2025 5:40:24PM | [26 empty] | E1002 : Pradeep Sati | 28-APR-2026 3:23:18PM | H1155 : Raushan Kumar
Measuring Instrument | Flowmeter |  | MI8 | Flowmeter,Rotameter,Analog,6 to 60 Nm3/Hr,1/2",Female-PT,Acrylic Tube,Microflow,,Air,6.5 Barg,(0°C t | 90271000 | 0 | NOS | 0 | 0 | RAW | 18 | 0 | YES | YES |  | NO |  | 07-MAY-2025 3:40:27PM | [26 empty] | E1002 : Pradeep Sati
Measuring Instrument | Pressure Gauge |  | MI80 | Pressure Gauge,1/2",,0-500 mbarg,Bottom Connection,SS Body,4",BAUMER-AXF2.4BM,Male-BSP,(-4°C - 60°C) | 9026 | 0 | NOS | 2225 | 0 | RAW | 18 | 0 | YES | YES |  | NO |  | 29-AUG-2025 5:40:24PM | [26 empty] | E1002 : Pradeep Sati | 02-JAN-2026 2:47:31PM | H1155 : Raushan Kumar
Measuring Instrument | Pressure Gauge |  | MI81 | Pressure Gauge,1/2",,(-1 to 1) Barg,Bottom Connection,SS Body,4",BAUMER -AVF2.3 BM,Male-BSP,(-4°C - | 9026 | 0 | NOS | 1 | 0 | RAW | 18 | 0 | YES | YES |  | NO |  | 29-AUG-2025 5:40:24PM | [26 empty] | E1002 : Pradeep Sati | 13-NOV-2025 12:18:06PM | H1155 : Raushan Kumar
Measuring Instrument | Pressure Transmitter |  | MI82 | Pressure Transmitter,,0 to 100 mBarg,1/4",SS,Huba - Switzerland,Output (4 to 20 mA),(-20°C - 80°C) | 90262000 | 0 | NOS | 0 | 0 | RAW | 18 | 0 | YES | YES |  | NO |  | 01-SEP-2025 2:43:10PM | [26 empty] | E1002 : Pradeep Sati
Measuring Instrument | Flowmeter |  | MI83 | Flowmeter,Transmitter,Digital Display,,,,,E+E -DN25,4-20mA,Air/Nitrogen,, | 9026 | 0 | NOS | 41500 | 0 | RAW | 18 | 0 | YES | YES |  | NO |  | 10-SEP-2025 3:37:30PM | [26 empty] | E1002 : Pradeep Sati | 31-JUL-2026 9:31:05AM | H1155 : Raushan Kumar
Measuring Instrument | Pressure Gauge |  | MI84 | Pressure Gauge,1/2",With Glycerin,(-1 to 1) Barg,Bottom Connection,SS Body,4",BAUMER -AVF2.3 BM,Male | 9026 | 0 | NOS | 0 | 0 | RAW | 18 | 0 | YES | YES |  | NO |  | 16-SEP-2025 3:53:17PM | [26 empty] | E1002 : Pradeep Sati
Measuring Instrument | Pressure Gauge |  | MI85 | Pressure Gauge,1/2",,0-250 mbarg,Bottom Connection,SS Body,4",BAUMER-AXF2.4BM,Male-BSP,(-4°C - 60°C) | 9026 | 1 | NOS | 2225 | 0 | RAW | 18 | 0 | YES | YES |  | NO |  | 16-SEP-2025 3:53:18PM | [26 empty] | E1002 : Pradeep Sati | 07-APR-2026 9:52:04AM | H1155 : Raushan Kumar
Measuring Instrument | Dew-Point Meter |  | MI86 | Dew-Point Meter,Digital Transmitter ,E+E-PA1AC0SAL-100,With Cable,Online,(-80°C to 20°C),SS,24 VDC | 902580 | 3 | NOS | 26500 | 30000 | RAW | 18 | 0 | YES | YES |  | NO |  | 17-SEP-2025 2:55:56PM | [26 empty] | E1002 : Pradeep Sati | 07-SEP-2026 4:01:32PM | H1155 : Raushan Kumar
Measuring Instrument | Pressure Transmitter |  | MI87 | Pressure Transmitter,,(-1 to 1.5) Barg,1/4",SS,BAUMER-CTX Series,Output (4 to 20 mA),(-20°C - 80°C) | 90262000 | 0 | NOS | 5752 | 0 | RAW | 18 | 0 | YES | YES |  | NO |  | 17-SEP-2025 3:25:23PM | [26 empty] | E1002 : Pradeep Sati | 14-NOV-2025 5:37:03PM | H1155 : Raushan Kumar
Measuring Instrument | Pressure Gauge |  | MI88 | Pressure Gauge,3/8",,0 to 100 Kg/cm2,Bottom Connection,SS Body,4",BAUMER -AVF2.3 BM,Male-BSP,(-4°C - | 9026 | 0 | NOS | 0 | 0 | RAW | 18 | 0 | YES | YES |  | NO |  | 17-SEP-2025 3:25:23PM | [26 empty] | E1002 : Pradeep Sati
Measuring Instrument | Pressure Gauge |  | MI89 | Pressure Gauge,1/2",,0-600 mbarg,Bottom Connection,SS Body,4",BAUMER,Male-BSP,(-4°C - 60°C), | 9026 | 0 | NOS | 0 | 0 | RAW | 18 | 0 | YES | YES |  | NO |  | 23-SEP-2025 6:41:20PM | [26 empty] | E1002 : Pradeep Sati
Measuring Instrument | Flowmeter |  | MI9 | Flowmeter,Rotameter,Analog,6 to 60 Nm3/Hr,1/2",Female-PT,Acrylic Tube,Microflow,,Nitrogen,6.5 Barg,( | 90271000 | 0 | NOS | 0 | 0 | RAW | 18 | 0 | YES | YES |  | NO |  | 07-MAY-2025 3:40:27PM | [26 empty] | E1002 : Pradeep Sati
Measuring Instrument | Pressure Gauge |  | MI90 | Pressure Gauge,1/2",With Glycerin,0-1 Kg/cm2,Bottom Connection,SS Body,4",BAUMER,Male-BSP,(-4°C - 60 | 9026 | 0 | NOS | 2225 | 0 | RAW | 18 | 0 | YES | YES |  | NO |  | 26-SEP-2025 3:12:16PM | [26 empty] | E1002 : Pradeep Sati | 30-SEP-2025 5:34:53PM | H1155 : Raushan Kumar
Measuring Instrument | Pressure Transmitter |  | MI91 | Pressure Transmitter,,0-1 Kg/cm2,1/4",SS,BAUMER,Output (4 to 20 mA),(-20°C - 80°C) | 90262000 | 0 | NOS | 5200 | 0 | RAW | 18 | 0 | YES | YES |  | NO |  | 29-SEP-2025 11:36:07AM | [26 empty] | E1002 : Pradeep Sati | 30-SEP-2025 5:34:53PM | H1155 : Raushan Kumar
Measuring Instrument | Pressure Transmitter |  | MI92 | Pressure Transmitter,,0-1000 mbar,1/4",SS,BAUMER,Output (4 to 20 mA),(-20°C - 80°C) | 90262000 | 0 | NOS | 4675 | 0 | RAW | 18 | 0 | YES | YES |  | NO |  | 29-SEP-2025 11:36:07AM | [26 empty] | E1002 : Pradeep Sati | 09-MAY-2026 1:57:42PM | H1155 : Raushan Kumar
Measuring Instrument | Pressure Gauge |  | MI93 | Pressure Gauge,1/2",,0-1000 mbarg,Bottom Connection,SS Body,4",BAUMER,Male-BSP,(-4°C - 60°C), | 9026 | 0 | NOS | 2440 | 0 | RAW | 18 | 0 | YES | YES |  | NO |  | 29-SEP-2025 11:36:07AM | [26 empty] | E1002 : Pradeep Sati
Measuring Instrument | Dew-Point Meter Spare |  | MI94 | Dew-Point Meter Spare,L-Type Cable- 5 Mtr,E+E-PA1AC0SAL-100,24 VDC | 902580 | 0 | NOS | 0 | 0 | RAW | 18 | 0 | YES | YES |  | NO |  | 16-OCT-2025 5:28:04PM | [26 empty] | E1002 : Pradeep Sati
Measuring Instrument | Clamp Meter |  | MI95 | Clamp Meter,Digital,Portable,Mastech-M260 Series,Battery,50/60 HZ | 90303390 | 0 | NOS | 1300 | 0 | RAW | 18 | 0 | YES | YES |  | NO |  | 27-OCT-2025 4:17:17PM | [26 empty] | E1002 : Pradeep Sati | 03-JUN-2026 4:24:45PM | H1155 : Raushan Kumar
Measuring Instrument | Clamp Meter |  | MI96 | Clamp Meter,Digital,Portable,Mastech-M266 Series,Battery,50/60 HZ | 90303390 | 0 | NOS | 0 | 0 | RAW | 18 | 0 | YES | YES |  | NO |  | 03-NOV-2025 12:03:48PM | [26 empty] | E1002 : Pradeep Sati
Measuring Instrument | Pressure Gauge |  | MI97 | Pressure Gauge,1/2",,0-10 Kg/cm2,Bottom Connection,SS Body,4",BAUMER-AV Series,Male-BSP,(-20°C - 65° | 9026 | 2 | NOS | 975 | 0 | RAW | 18 | 0 | YES | YES |  | NO |  | 03-NOV-2025 5:10:45PM | [26 empty] | E1002 : Pradeep Sati | 04-NOV-2025 10:54:19AM | H1155 : Raushan Kumar
Measuring Instrument | Level Gauge |  | MI98 | Level Gauge,L-300 mm,Magnetic-Water Indicator,,,Aliminium Body,,,,, | 9026 | 1 | NOS | 0 | 0 | RAW | 18 | 0 | YES | YES |  | NO |  | 17-NOV-2025 4:17:01PM | [26 empty] | E1002 : Pradeep Sati | 30-MAR-2026 2:53:35PM | H1155 : Raushan Kumar
Measuring Instrument | Flowmeter |  | MI99 | Flowmeter,Rotameter,Analog,10 to 100 Nm3/Hr,1",T&B/Female SS-BSP,Acrylic Tube,,,Nitrogen,, | 9026 | 0 | NOS | 0 | 0 | RAW | 18 | 0 | YES | YES |  | NO |  | 17-NOV-2025 4:17:01PM | [26 empty] | E1002 : Pradeep Sati
Measuring Instrument-bulk | Flow Meter Accessories |  | MIB1 | Flow Meter Accessories,L-Type Connector Cable,,5 Mtr,,,M12,,,, | 9026 | 0 | NOS | 500 | 0 | RAW | 18 | 0 | YES | YES |  | NO |  | 10-SEP-2025 3:37:30PM | [26 empty] | E1002 : Pradeep Sati | 24-SEP-2025 11:09:30AM | H1155 : Raushan Kumar
Measuring Instrument-bulk | Flow Meter Accessories |  | MIB2 | Flow Meter Accessories,Messblock,,1/2",,Aluminium kontingent,DN15,,,, | 9026 | 0 | NOS | 1 | 0 | RAW | 18 | 0 | YES | YES |  | NO |  | 10-SEP-2025 3:37:30PM | [26 empty] | E1002 : Pradeep Sati | 16-SEP-2025 4:22:20PM | H1155 : Raushan Kumar
Measuring Instrument-bulk | Flow Meter Accessories |  | MIB3 | Flow Meter Accessories,Messblock,,1",,Aluminium kontingent,DN25,,,, | 9026 | 0 | NOS | 1 | 0 | RAW | 18 | 0 | YES | YES |  | NO |  | 10-SEP-2025 3:37:30PM | [26 empty] | E1002 : Pradeep Sati | 24-SEP-2025 11:15:27AM | H1155 : Raushan Kumar
Booster | High Pressure Oxygen Booster |  | MOC 10 A | High Pressure Oxygen Compressor - Cylinder Filling | 8414 | 0 |  |  | 1676269 | Part | 18 |  | YES | NO |  | NO | 150 Barg Pressure oil free oxygen compressor | 28-NOV-2022 6:11:46PM | Gas to be compressed | Medical Oxygen | Suction Pressure | 3 to 4 Barg | Discharge pressure | 150 Barg | Motor rating | 4 KW | Voltage | 415 V AC | Gas Flow | 10 NM3/hr | Type | Air Cooled Oil Free Compressor | [12 empty] | E1002 : Pradeep Sati
Booster | High Pressure Oxygen Booster |  | MOC 100 W | High Pressure Oxygen Compressor - Cylinder Filling | 8414 | 0 |  |  | 4318638 | Part | 18 |  | YES | NO |  | NO | 150 Barg Pressure oil free oxygen compressor | 28-NOV-2022 6:11:46PM | Gas to be compressed | Medical Oxygen | Suction Pressure | 3 to 4 Barg | Discharge pressure | 150 Barg | Motor rating | 30 KW | Voltage | 415 V AC | Gas Flow | 100 NM3/hr | Type | Water cooled Oil Free Compressor | [12 empty] | E1002 : Pradeep Sati
Booster | High Pressure Oxygen Booster |  | MOC 12 A | High Pressure Oxygen Compressor - Cylinder Filling | 8414 | 0 |  |  | 1676269 | Part | 18 |  | YES | NO |  | NO | 150 Barg Pressure oil free oxygen compressor | 28-NOV-2022 6:11:46PM | Gas to be compressed | Medical Oxygen | Suction Pressure | 3 to 4 Barg | Discharge pressure | 150 Barg | Motor rating | 4 KW | Voltage | 415 V AC | Gas Flow | 12 NM3/hr | Type | Air Cooled Oil Free Compressor | [12 empty] | E1002 : Pradeep Sati
Booster | High Pressure Oxygen Booster |  | MOC 15 W | High Pressure Oxygen Compressor - Cylinder Filling | 8414 | 0 |  |  | 2405081 | Part | 18 |  | YES | NO |  | NO | 150 Barg Pressure oil free oxygen compressor | 28-NOV-2022 6:11:46PM | Gas to be compressed | Medical Oxygen | Suction Pressure | 3 to 4 Barg | Discharge pressure | 150 Barg | Motor rating | 4 Kw | Voltage | 415 V AC | Gas Flow | 15 NM3/hr | Type | Water cooled Oil Free Compressor | [12 empty] | E1002 : Pradeep Sati
Booster | High Pressure Oxygen Booster |  | MOC 150 W | High Pressure Oxygen Compressor - Cylinder Filling | 8414 | 0 |  |  | 4518638 | Part | 18 |  | YES | NO |  | NO | 150 Barg Pressure oil free oxygen compressor | 28-NOV-2022 6:11:46PM | Gas to be compressed | Medical Oxygen | Suction Pressure | 3 to 4 Barg | Discharge pressure | 150 Barg | Motor rating | 45 KW | Voltage | 415 V AC | Gas Flow | 150 NM3/hr | Type | Water cooled Oil Free Compressor | [12 empty] | E1002 : Pradeep Sati
Booster | High Pressure Oxygen Booster |  | MOC 2.5 A | High Pressure Oxygen Compressor - Cylinder Filling | 8414 | 0 |  |  | 1020338 | Part | 18 |  | YES | NO |  | NO | 150 Barg Pressure oil free oxygen compressor | 28-NOV-2022 6:11:46PM | Gas to be compressed | Medical Oxygen | Suction Pressure | 3 to 4 Barg | Discharge pressure | 150 Barg | Motor rating | 2.5 KW | Voltage | 415 V AC | Gas Flow | 2.5 NM3/hr | Type | Air Cooled Oil Free Compressor | [12 empty] | E1002 : Pradeep Sati
Booster | High Pressure Oxygen Booster |  | MOC 20 W | High Pressure Oxygen Compressor - Cylinder Filling | 8414 | 0 |  |  | 2405081 | Part | 18 |  | YES | NO |  | NO | 150 Barg Pressure oil free oxygen compressor | 28-NOV-2022 6:11:46PM | Gas to be compressed | Medical Oxygen | Suction Pressure | 3 to 4 Barg | Discharge pressure | 150 Barg | Motor rating | 11 KW | Voltage | 415 V AC | Gas Flow | 20 NM3/hr | Type | Water cooled Oil Free Compressor | [12 empty] | E1002 : Pradeep Sati
Booster | High Pressure Oxygen Booster |  | MOC 25 W | High Pressure Oxygen Compressor - Cylinder Filling | 8414 | 0 |  |  | 2477963 | Part | 18 |  | YES | NO |  | NO | 150 Barg Pressure oil free oxygen compressor | 28-NOV-2022 6:11:46PM | Gas to be compressed | Medical Oxygen | Suction Pressure | 3 to 4 Barg | Discharge pressure | 150 Barg | Motor rating | 11 KW | Voltage | 415 V AC | Gas Flow | 25 NM3/hr | Type | Water cooled Oil Free Compressor | [12 empty] | E1002 : Pradeep Sati
Booster | High Pressure Oxygen Booster |  | MOC 30 W | High Pressure Oxygen Compressor - Cylinder Filling | 8414 | 0 |  |  | 2477963 | Part | 18 |  | YES | NO |  | NO | 150 Barg Pressure oil free oxygen compressor | 28-NOV-2022 6:11:46PM | Gas to be compressed | Medical Oxygen | Suction Pressure | 3 to 4 Barg | Discharge pressure | 150 Barg | Motor rating | 11 KW | Voltage | 415 V AC | Gas Flow | 30 NM3/hr | Type | Water cooled Oil Free Compressor | [12 empty] | E1002 : Pradeep Sati
Booster | High Pressure Oxygen Booster |  | MOC 40 W | High Pressure Oxygen Compressor - Cylinder Filling | 8414 | 0 |  |  | 2477963 | Part | 18 |  | YES | NO |  | NO | 150 Barg Pressure oil free oxygen compressor | 28-NOV-2022 6:11:46PM | Gas to be compressed | Medical Oxygen | Suction Pressure | 3 to 4 Barg | Discharge pressure | 150 Barg | Motor rating | 15 KW | Voltage | 415 V AC | Gas Flow | 40 NM3/hr | Type | Water cooled Oil Free Compressor | [12 empty] | E1002 : Pradeep Sati
Booster | High Pressure Oxygen Booster |  | MOC 5 A | High Pressure Oxygen Compressor - Cylinder Filling | 8414 | 0 |  |  | 1676269 | Part | 18 |  | YES | NO |  | NO | 150 Barg Pressure oil free oxygen compressor | 28-NOV-2022 6:11:46PM | Gas to be compressed | Medical Oxygen | Suction Pressure | 3 to 4 Barg | Discharge pressure | 150 Barg | Motor rating | 3 KW | Voltage | 415 V AC | Gas Flow | 5 NM3/hr | Type | Air Cooled Oil Free Compressor | [12 empty] | E1002 : Pradeep Sati
Booster | High Pressure Oxygen Booster |  | MOC 50 W | High Pressure Oxygen Compressor - Cylinder Filling | 8414 | 0 |  |  | 2769488 | Part | 18 |  | YES | NO |  | NO | 150 Barg Pressure oil free oxygen compressor | 28-NOV-2022 6:11:46PM | Gas to be compressed | Medical Oxygen | Suction Pressure | 3 to 4 Barg | Discharge pressure | 150 Barg | Motor rating | 15 KW | Voltage | 415 V AC | Gas Flow | 50 NM3/hr | Type | Water cooled Oil Free Compressor | [12 empty] | E1002 : Pradeep Sati
Booster | High Pressure Oxygen Booster |  | MOC 7.5 A | High Pressure Oxygen Compressor - Cylinder Filling | 8414 | 0 |  |  | 1676269 | Part | 18 |  | YES | NO |  | NO | 150 Barg Pressure oil free oxygen compressor | 28-NOV-2022 6:11:46PM | Gas to be compressed | Medical Oxygen | Suction Pressure | 3 to 4 Barg | Discharge pressure | 150 Barg | Motor rating | 3 KW | Voltage | 415 V AC | Gas Flow | 7.5 NM3/hr | Type | Air Cooled Oil Free Compressor | [12 empty] | E1002 : Pradeep Sati
Booster | High Pressure Oxygen Booster |  | MOC 75 W | High Pressure Oxygen Compressor - Cylinder Filling | 8414 | 0 |  |  | 3425419 | Part | 18 |  | YES | NO |  | NO | 150 Barg Pressure oil free oxygen compressor | 28-NOV-2022 6:11:46PM | Gas to be compressed | Medical Oxygen | Suction Pressure | 3 to 4 Barg | Discharge pressure | 150 Barg | Motor rating | 18.5 KW | Voltage | 415 V AC | Gas Flow | 75 NM3/hr | Type | Water cooled Oil Free Compressor | [12 empty] | E1002 : Pradeep Sati
Booster | High Pressure Oxygen Booster |  | MOC-3 150 | High Pressure Oxygen Compressor - Cylinder Filling | 8414 | 0 |  |  | 3200000 | Part | 18 |  | NO | NO |  | NO | 150 Barg Pressure oil free oxygen compressor | 24-NOV-2022 11:16:09AM | Gas to be compressed | Medical Oxygen | Suction Pressure | 3 to 4 Barg | Discharge pressure | 150 Barg | Motor rating | 11 KW | Voltage | 415 V AC | Gas Flow | 20 Nm3/hr | Type | Water cooled Oil Free Compressor | [12 empty] | Admin : Admin | 07-DEC-2022 4:07:40PM | Admin : Admin
Nitrogen Generator | nGen Nitrogen Generator |  | nGEN 01 -AT | nGEN 01 | 840510 | 1 | Nos | 0 | 384000 | Equipment | 18 | 0 | YES | YES |  | NO | Absstem Industrial Nitrogen Plant | 22-OCT-2024 10:51:05AM | Gas Generated | Nitrogen | Gas Pressure | upto 6.5 Barg( Higher options Available) | Flow @ 95 % | 9 Nm3/hr | Flow @ 97 % | 8 Nm3/hr | Flow @ 98 % | 7.5 Nm3/hr | Flow @ 99 % | 7 Nm3/hr | Flow @ 99.5 % | 6 Nm3/hr | Flow @ 99.9 % | 5 Nm3/hr | Flow @ 99.95 % | 4 Nm3/hr | Compressed Air Requirement | 12 CFM | Module | PSA Plant | Air Compressor | Dryer & A.R |  |  | E1002 : Pradeep Sati | 22-OCT-2024 10:59:57AM | E1002 : Pradeep Sati
Nitrogen Generator | nGen Gas Storage |  | nGEN 01 / 02 / 04 ST | 500 L | 840510 | 2 | Nos | 0 | 30000 | Equipment | 18 | 0 | YES | YES |  | NO | Nitrogen Plant Gas Storage Vessel | 22-OCT-2024 12:39:13AM | Water Volume | 500 Liters | Gas Stored | Nitrogen | Gas Stored Volume | 2.75 M3 | Working Pressure | 5.5 Barg | Hydrotest Pressure | 9 Barg | [16 empty] | E1002 : Pradeep Sati | 22-OCT-2024 12:08:44PM | E1002 : Pradeep Sati
Nitrogen Generator | nGen Nitrogen Generator |  | nGEN 01 P -AT | nGEN 01 P | 840510 | 0 | Nos | 0 | 384000 | Equipment | 18 | 0 | YES | YES |  | NO | Absstem Industrial Nitrogen Plant | 22-OCT-2024 10:51:05AM | Gas Generated | Nitrogen | Gas Pressure | upto 6.5 Barg( Higher options Available) | Flow @ 99.99 % | 3 Nm3/hr | Flow @ 99.995 % | 2.3 Nm3/hr | Flow @ 99.999 % | 1.7 Nm3/hr | Flow @ 99.9995 % | 1.4 Nm3/hr | Compressed Air Requirement | 12 CFM | Module | High Purity PSA system Only | Air Compressor | Dryer & A.R | [8 empty] | E1002 : Pradeep Sati | 22-OCT-2024 10:59:57AM | E1002 : Pradeep Sati
Nitrogen Generator | nGen Nitrogen Generator |  | nGEN 02 -AT | nGEN 02 | 840510 | 1 | Nos | 0 | 400000 | Equipment | 18 | 0 | YES | YES |  | NO | Absstem Industrial Nitrogen Plant | 22-OCT-2024 10:51:05AM | Gas Generated | Nitrogen | Gas Pressure | upto 6.5 Barg( Higher options Available) | Flow @ 95 % | 12 Nm3/hr | Flow @ 97 % | 11 Nm3/hr | Flow @ 98 % | 10 Nm3/hr | Flow @ 99 % | 9 Nm3/hr | Flow @ 99.5 % | 8 Nm3/hr | Flow @ 99.9 % | 7 Nm3/hr | Flow @ 99.95 % | 6 Nm3/hr | Compressed Air Requirement | 16 CFM | Module | PSA Plant | Air Compressor | Dryer & A.R |  |  | E1002 : Pradeep Sati | 21-AUG-2026 11:58:54AM | H1210 : Ritika Yadav
Nitrogen Generator | nGen Nitrogen Generator |  | nGEN 04 -AT | nGEN 04 | 840510 | 2 | Nos | 0 | 436000 | Equipment | 18 | 0 | YES | YES |  | NO | Absstem Industrial Nitrogen Plant | 22-OCT-2024 10:51:05AM | Gas Generated | Nitrogen | Gas Pressure | upto 6.5 Barg( Higher options Available) | Flow @ 95 % | 16 Nm3/hr | Flow @ 97 % | 15 Nm3/hr | Flow @ 98 % | 13 Nm3/hr | Flow @ 99 % | 12 Nm3/hr | Flow @ 99.5 % | 11 Nm3/hr | Flow @ 99.9 % | 10 Nm3/hr | Flow @ 99.95 % | 8 Nm3/hr | Compressed Air Requirement | 21 CFM | Module | PSA Plant | Air Compressor | Dryer & A.R |  |  | E1002 : Pradeep Sati | 30-JUL-2025 2:07:40PM | E1118 : Sachin Chauhan
Nitrogen Generator | nGen Nitrogen Generator |  | nGEN 05 -AT | nGEN 05 | 840510 | 1 | Nos | 0 | 492000 | Equipment | 18 | 0 | YES | YES |  | NO | Absstem Industrial Nitrogen Plant | 22-OCT-2024 10:51:05AM | Gas Generated | Nitrogen | Gas Pressure | upto 6.5 Barg( Higher options Available) | Flow @ 95 % | 24 Nm3/hr | Flow @ 97 % | 22 Nm3/hr | Flow @ 98 % | 20 Nm3/hr | Flow @ 99 % | 18 Nm3/hr | Flow @ 99.5 % | 16 Nm3/hr | Flow @ 99.9 % | 15 Nm3/hr | Flow @ 99.95 % | 12 Nm3/hr | Compressed Air Requirement | 32 CFM | Module | PSA Plant | Air Compressor | Dryer & A.R |  |  | E1002 : Pradeep Sati | 03-APR-2026 2:38:11PM | E1118 : Sachin Chauhan
Nitrogen Generator | nGen Nitrogen Generator |  | nGEN 05 P -AT | nGEN 05 P | 840510 | 1 | Nos | 0 | 492000 | Equipment | 18 | 0 | YES | YES |  | NO | Absstem Industrial Nitrogen Plant | 22-OCT-2024 10:51:05AM | Gas Generated | Nitrogen | Gas Pressure | upto 6.5 Barg( Higher options Available) | Flow @ 99.99 % | 8 Nm3/hr | Flow @ 99.995 % | 6 Nm3/hr | Flow @ 99.999 % | 4.5 Nm3/hr | Flow @ 99.9995 % | 3.6 Nm3/hr | Compressed Air Requirement | 32 CFM | Module | High Purity PSA system Only | Air Compressor | Dryer & A.R | [8 empty] | E1002 : Pradeep Sati | 22-OCT-2024 10:59:57AM | E1002 : Pradeep Sati
Nitrogen Generator | nGen Gas Storage |  | nGEN 05 ST -AT | 1000 L | 840510 | 1 | Nos | 0 | 50000 | Equipment | 18 | 0 | YES | YES |  | NO | Nitrogen Plant Gas Storage Vessel | 22-OCT-2024 10:51:06AM | Water Volume | 1000 Liters | Gas Stored | Nitrogen | Gas Stored Volume | 5.5 M3 | Working Pressure | 5.5 Barg | Hydrotest Pressure | 9 Barg | [16 empty] | E1002 : Pradeep Sati | 03-APR-2026 2:38:11PM | E1118 : Sachin Chauhan
Nitrogen Generator | nGen Nitrogen Generator |  | nGEN 07 -AT | nGEN 07 | 840510 | 0 | Nos | 0 | 546500 | Equipment | 18 | 0 | YES | YES |  | NO | Absstem Industrial Nitrogen Plant | 22-OCT-2024 10:51:05AM | Gas Generated | Nitrogen | Gas Pressure | upto 6.5 Barg( Higher options Available) | Flow @ 95 % | 32 Nm3/hr | Flow @ 97 % | 29 Nm3/hr | Flow @ 98 % | 26 Nm3/hr | Flow @ 99 % | 24 Nm3/hr | Flow @ 99.5 % | 21 Nm3/hr | Flow @ 99.9 % | 20 Nm3/hr | Flow @ 99.95 % | 16 Nm3/hr | Compressed Air Requirement | 43 CFM | Module | PSA Plant | Air Compressor | Dryer & A.R |  |  | E1002 : Pradeep Sati | 03-APR-2026 2:59:06PM | E1118 : Sachin Chauhan
Nitrogen Generator | nGen Nitrogen Generator |  | nGEN 07 P -AT | nGEN 07 P | 840510 | 1 | Nos | 0 | 546500 | Equipment | 18 | 0 | YES | YES |  | NO | Absstem Industrial Nitrogen Plant | 22-OCT-2024 10:51:05AM | Gas Generated | Nitrogen | Gas Pressure | upto 6.5 Barg( Higher options Available) | Flow @ 99.99 % | 11 Nm3/hr | Flow @ 99.995 % | 8 Nm3/hr | Flow @ 99.999 % | 6 Nm3/hr | Flow @ 99.9995 % | 4.8 Nm3/hr | Compressed Air Requirement | 43 CFM | Module | High Purity PSA system Only | Air Compressor | Dryer & A.R | [8 empty] | E1002 : Pradeep Sati | 19-MAY-2025 4:38:30PM | E1118 : Sachin Chauhan
Nitrogen Generator | nGen Nitrogen Generator |  | nGEN 08 -AT | nGEN 08 | 840510 | 0 | Nos | 0 | 572000 | Equipment | 18 | 0 | YES | YES |  | NO | Absstem Industrial Nitrogen Plant | 22-OCT-2024 10:51:05AM | Gas Generated | Nitrogen | Gas Pressure | upto 6.5 Barg( Higher options Available) | Flow @ 95 % | 40 Nm3/hr | Flow @ 97 % | 36 Nm3/hr | Flow @ 98 % | 32 Nm3/hr | Flow @ 99 % | 30 Nm3/hr | Flow @ 99.5 % | 27 Nm3/hr | Flow @ 99.9 % | 24 Nm3/hr | Flow @ 99.95 % | 20 Nm3/hr | Compressed Air Requirement | 53 CFM | Module | PSA Plant | Air Compressor | Dryer & A.R |  |  | E1002 : Pradeep Sati | 22-OCT-2024 10:59:57AM | E1002 : Pradeep Sati
Nitrogen Generator | nGen Gas Storage |  | nGEN 08 ST -AT | 1500 L | 840510 | 2 | Nos | 0 | 65000 | Equipment | 18 | 0 | YES | YES |  | NO | Nitrogen Plant Gas Storage Vessel | 22-OCT-2024 10:51:06AM | Water Volume | 1500 Liters | Gas Stored | Nitrogen | Gas Stored Volume | 8.25 M3 | Working Pressure | 5.5 Barg | Hydrotest Pressure | 9 Barg | [16 empty] | E1002 : Pradeep Sati | 22-OCT-2024 12:08:44PM | E1002 : Pradeep Sati
Nitrogen Generator | nGen Nitrogen Generator |  | nGEN 09 -AT | nGEN 09 | 840510 | 2 | Nos | 0 | 604000 | Equipment | 18 | 0 | YES | YES |  | NO | Absstem Industrial Nitrogen Plant | 22-OCT-2024 10:51:05AM | Gas Generated | Nitrogen | Gas Pressure | upto 6.5 Barg( Higher options Available) | Flow @ 95 % | 44 Nm3/hr | Flow @ 97 % | 40 Nm3/hr | Flow @ 98 % | 35 Nm3/hr | Flow @ 99 % | 33 Nm3/hr | Flow @ 99.5 % | 29 Nm3/hr | Flow @ 99.9 % | 26 Nm3/hr | Flow @ 99.95 % | 22 Nm3/hr | Compressed Air Requirement | 58 CFM | Module | PSA Plant | Air Compressor | Dryer & A.R |  |  | E1002 : Pradeep Sati | 22-OCT-2024 10:59:57AM | E1002 : Pradeep Sati
Nitrogen Generator | nGen Nitrogen Generator |  | nGEN 10 -AT | nGEN 10 | 840510 | 0 | Nos | 0 | 663950 | Equipment | 18 | 0 | YES | YES |  | NO | Absstem Industrial Nitrogen Plant | 22-OCT-2024 10:51:05AM | Gas Generated | Nitrogen | Gas Pressure | upto 6.5 Barg( Higher options Available) | Flow @ 95 % | 53 Nm3/hr | Flow @ 97 % | 48 Nm3/hr | Flow @ 98 % | 43 Nm3/hr | Flow @ 99 % | 40 Nm3/hr | Flow @ 99.5 % | 35 Nm3/hr | Flow @ 99.9 % | 31 Nm3/hr | Flow @ 99.95 % | 27 Nm3/hr | Compressed Air Requirement | 71 CFM | Module | PSA Plant | Air Compressor | Dryer & A.R |  |  | E1002 : Pradeep Sati | 22-OCT-2024 10:59:57AM | E1002 : Pradeep Sati
Nitrogen Generator | nGen Nitrogen Generator |  | nGEN 10 P -AT | nGEN 10 P | 840510 | 0 | Nos | 0 | 663950 | Equipment | 18 | 0 | YES | YES |  | NO | Absstem Industrial Nitrogen Plant | 22-OCT-2024 10:51:05AM | Gas Generated | Nitrogen | Gas Pressure | upto 6.5 Barg( Higher options Available) | Flow @ 99.99 % | 18 Nm3/hr | Flow @ 99.995 % | 13 Nm3/hr | Flow @ 99.999 % | 10 Nm3/hr | Flow @ 99.9995 % | 8 Nm3/hr | Compressed Air Requirement | 71 CFM | Module | High Purity PSA system Only | Air Compressor | Dryer & A.R | [8 empty] | E1002 : Pradeep Sati | 22-OCT-2024 10:59:57AM | E1002 : Pradeep Sati
Nitrogen Generator | nGen Gas Storage |  | nGEN 10 ST -AT | 2000 L | 840510 | 0 | Nos | 0 | 80000 | Equipment | 18 | 0 | YES | YES |  | NO | Nitrogen Plant Gas Storage Vessel | 22-OCT-2024 10:51:06AM | Water Volume | 2000 Liters | Gas Stored | Nitrogen | Gas Stored Volume | 11 M3 | Working Pressure | 5.5 Barg | Hydrotest Pressure | 9 Barg | [16 empty] | E1002 : Pradeep Sati | 22-DEC-2025 12:48:04PM | E1118 : Sachin Chauhan
Nitrogen Generator | nGen Nitrogen Generator |  | nGEN 100 -AT | nGEN 100 | 840510 | 0 | Nos | 0 | 2415000 | Equipment | 18 | 0 | YES | YES |  | NO | Absstem Industrial Nitrogen Plant | 22-OCT-2024 10:51:05AM | Gas Generated | Nitrogen | Gas Pressure | upto 6.5 Barg( Higher options Available) | Flow @ 95 % | 387 Nm3/hr | Flow @ 97 % | 352 Nm3/hr | Flow @ 98 % | 312 Nm3/hr | Flow @ 99 % | 289 Nm3/hr | Flow @ 99.5 % | 255 Nm3/hr | Flow @ 99.9 % | 230 Nm3/hr | Flow @ 99.95 % | 194 Nm3/hr | Compressed Air Requirement | 520 CFM | Module | PSA Plant | Air Compressor | Dryer & A.R |  |  | E1002 : Pradeep Sati | 22-OCT-2024 10:59:57AM | E1002 : Pradeep Sati
Nitrogen Generator | nGen Nitrogen Generator |  | nGEN 100 P -AT | nGEN 100 P | 840510 | 0 | Nos | 0 | 2415000 | Equipment | 18 | 0 | YES | YES |  | NO | Absstem Industrial Nitrogen Plant | 22-OCT-2024 10:51:06AM | Gas Generated | Nitrogen | Gas Pressure | upto 6.5 Barg( Higher options Available) | Flow @ 99.99 % | 129 Nm3/hr | Flow @ 99.995 % | 98 Nm3/hr | Flow @ 99.999 % | 73 Nm3/hr | Flow @ 99.9995 % | 59 Nm3/hr | Compressed Air Requirement | 520 CFM | Module | High Purity PSA system Only | Air Compressor | Dryer & A.R | [8 empty] | E1002 : Pradeep Sati | 21-AUG-2026 12:21:22PM | H1210 : Ritika Yadav
Nitrogen Generator | nGen Nitrogen Generator |  | nGEN 110 -AT | nGEN 110 | 840510 | 0 | Nos | 0 | 2990000 | Equipment | 18 | 0 | YES | YES |  | NO | Absstem Industrial Nitrogen Plant | 22-OCT-2024 10:51:05AM | Gas Generated | Nitrogen | Gas Pressure | upto 6.5 Barg( Higher options Available) | Flow @ 95 % | 448 Nm3/hr | Flow @ 97 % | 407 Nm3/hr | Flow @ 98 % | 361 Nm3/hr | Flow @ 99 % | 334 Nm3/hr | Flow @ 99.5 % | 300 Nm3/hr | Flow @ 99.9 % | 267 Nm3/hr | Flow @ 99.95 % | 224 Nm3/hr | Compressed Air Requirement | 602 CFM | Module | PSA Plant | Air Compressor | Dryer & A.R |  |  | E1002 : Pradeep Sati | 22-OCT-2024 10:59:57AM | E1002 : Pradeep Sati
Nitrogen Generator | nGen Nitrogen Generator |  | nGEN 110 P -AT | nGEN 110 P | 840510 | 0 | Nos | 0 | 2990000 | Equipment | 18 | 0 | YES | YES |  | NO | Absstem Industrial Nitrogen Plant | 22-OCT-2024 10:51:06AM | Gas Generated | Nitrogen | Gas Pressure | upto 6.5 Barg( Higher options Available) | Flow @ 99.99 % | 150 Nm3/hr | Flow @ 99.995 % | 113 Nm3/hr | Flow @ 99.999 % | 85 Nm3/hr | Flow @ 99.9995 % | 68 Nm3/hr | Compressed Air Requirement | 602 CFM | Module | High Purity PSA system Only | Air Compressor | Dryer & A.R | [8 empty] | E1002 : Pradeep Sati | 22-OCT-2024 12:08:44PM | E1002 : Pradeep Sati
Nitrogen Generator | nGen Nitrogen Generator |  | nGEN 115 -AT | nGEN 115 | 840510 | 0 | Nos | 0 | 3565000 | Equipment | 18 | 0 | YES | YES |  | NO | Absstem Industrial Nitrogen Plant | 22-OCT-2024 10:51:05AM | Gas Generated | Nitrogen | Gas Pressure | upto 6.5 Barg( Higher options Available) | Flow @ 95 % | 502 Nm3/hr | Flow @ 97 % | 456 Nm3/hr | Flow @ 98 % | 405 Nm3/hr | Flow @ 99 % | 375 Nm3/hr | Flow @ 99.5 % | 330 Nm3/hr | Flow @ 99.9 % | 300 Nm3/hr | Flow @ 99.95 % | 251 Nm3/hr | Compressed Air Requirement | 675 CFM | Module | PSA Plant | Air Compressor | Dryer & A.R |  |  | E1002 : Pradeep Sati | 22-OCT-2024 10:59:57AM | E1002 : Pradeep Sati
Nitrogen Generator | nGen Nitrogen Generator |  | nGEN 120 -AT | nGEN 120 | 840510 | 0 | Nos | 0 | 4140000 | Equipment | 18 | 0 | YES | YES |  | NO | Absstem Industrial Nitrogen Plant | 22-OCT-2024 10:51:05AM | Gas Generated | Nitrogen | Gas Pressure | upto 6.5 Barg( Higher options Available) | Flow @ 95 % | 555 Nm3/hr | Flow @ 97 % | 504 Nm3/hr | Flow @ 98 % | 448 Nm3/hr | Flow @ 99 % | 414 Nm3/hr | Flow @ 99.5 % | 365 Nm3/hr | Flow @ 99.9 % | 330 Nm3/hr | Flow @ 99.95 % | 278 Nm3/hr | Compressed Air Requirement | 746 CFM | Module | PSA Plant | Air Compressor | Dryer & A.R |  |  | E1002 : Pradeep Sati | 22-OCT-2024 10:59:57AM | E1002 : Pradeep Sati
Nitrogen Generator | nGen Nitrogen Generator |  | nGEN 120 P -AT | nGEN 120 P | 840510 | 0 | Nos | 0 | 4140000 | Equipment | 18 | 0 | YES | YES |  | NO | Absstem Industrial Nitrogen Plant | 22-OCT-2024 10:51:06AM | Gas Generated | Nitrogen | Gas Pressure | upto 6.5 Barg( Higher options Available) | Flow @ 99.99 % | 185 Nm3/hr | Flow @ 99.995 % | 140 Nm3/hr | Flow @ 99.999 % | 105 Nm3/hr | Flow @ 99.9995 % | 84 Nm3/hr | Compressed Air Requirement | 746 CFM | Module | High Purity PSA system Only | Air Compressor | Dryer & A.R | [8 empty] | E1002 : Pradeep Sati | 22-OCT-2024 12:08:44PM | E1002 : Pradeep Sati
Nitrogen Generator | nGen Nitrogen Generator |  | nGEN 13 -AT | nGEN 13 | 840510 | 1 | Nos | 0 | 705000 | Equipment | 18 | 0 | YES | YES |  | NO | Absstem Industrial Nitrogen Plant | 22-OCT-2024 10:51:05AM | Gas Generated | Nitrogen | Gas Pressure | upto 6.5 Barg( Higher options Available) | Flow @ 95 % | 62 Nm3/hr | Flow @ 97 % | 56 Nm3/hr | Flow @ 98 % | 50 Nm3/hr | Flow @ 99 % | 46 Nm3/hr | Flow @ 99.5 % | 40 Nm3/hr | Flow @ 99.9 % | 37 Nm3/hr | Flow @ 99.95 % | 31 Nm3/hr | Compressed Air Requirement | 82 CFM | Module | PSA Plant | Air Compressor | Dryer & A.R |  |  | E1002 : Pradeep Sati | 22-OCT-2024 10:59:57AM | E1002 : Pradeep Sati
Nitrogen Generator | nGen Nitrogen Generator |  | nGEN 130 -AT | nGEN 130 | 840510 | 0 | Nos | 0 | 4600000 | Equipment | 18 | 0 | YES | YES |  | NO | Absstem Industrial Nitrogen Plant | 22-OCT-2024 10:51:05AM | Gas Generated | Nitrogen | Gas Pressure | upto 6.5 Barg( Higher options Available) | Flow @ 95 % | 664 Nm3/hr | Flow @ 97 % | 604 Nm3/hr | Flow @ 98 % | 536 Nm3/hr | Flow @ 99 % | 496 Nm3/hr | Flow @ 99.5 % | 437 Nm3/hr | Flow @ 99.9 % | 400 Nm3/hr | Flow @ 99.95 % | 332 Nm3/hr | Compressed Air Requirement | 893 CFM | Module | PSA Plant | Air Compressor | Dryer & A.R |  |  | E1002 : Pradeep Sati | 22-OCT-2024 10:59:57AM | E1002 : Pradeep Sati
Nitrogen Generator | nGen Nitrogen Generator |  | nGEN 130 P -AT | nGEN 130 P | 840510 | 0 | Nos | 0 | 4600000 | Equipment | 18 | 0 | YES | YES |  | NO | Absstem Industrial Nitrogen Plant | 22-OCT-2024 10:51:06AM | Gas Generated | Nitrogen | Gas Pressure | upto 6.5 Barg( Higher options Available) | Flow @ 99.99 % | 222 Nm3/hr | Flow @ 99.995 % | 168 Nm3/hr | Flow @ 99.999 % | 126 Nm3/hr | Flow @ 99.9995 % | 101 Nm3/hr | Compressed Air Requirement | 893 CFM | Module | High Purity PSA system Only | Air Compressor | Dryer & A.R | [8 empty] | E1002 : Pradeep Sati | 22-OCT-2024 12:08:44PM | E1002 : Pradeep Sati
Nitrogen Generator | nGen Nitrogen Generator |  | nGEN 140 -AT | nGEN 140 | 840510 | 2 | Nos | 0 | 5117500 | Equipment | 18 | 0 | YES | YES |  | NO | Absstem Industrial Nitrogen Plant | 22-OCT-2024 10:51:05AM | Gas Generated | Nitrogen | Gas Pressure | upto 6.5 Barg( Higher options Available) | Flow @ 95 % | 798 Nm3/hr | Flow @ 97 % | 725 Nm3/hr | Flow @ 98 % | 643 Nm3/hr | Flow @ 99 % | 595 Nm3/hr | Flow @ 99.5 % | 525 Nm3/hr | Flow @ 99.9 % | 475 Nm3/hr | Flow @ 99.95 % | 399 Nm3/hr | Compressed Air Requirement | 1072 CFM | Module | PSA Plant | Air Compressor | Dryer & A.R |  |  | E1002 : Pradeep Sati | 22-OCT-2024 10:59:57AM | E1002 : Pradeep Sati
Nitrogen Generator | nGen Nitrogen Generator |  | nGEN 140 P -AT | nGEN 140 P | 840510 | 0 | Nos | 0 | 5117500 | Equipment | 18 | 0 | YES | YES |  | NO | Absstem Industrial Nitrogen Plant | 22-OCT-2024 10:51:06AM | Gas Generated | Nitrogen | Gas Pressure | upto 6.5 Barg( Higher options Available) | Flow @ 99.99 % | 266 Nm3/hr | Flow @ 99.995 % | 201 Nm3/hr | Flow @ 99.999 % | 151 Nm3/hr | Flow @ 99.9995 % | 121 Nm3/hr | Compressed Air Requirement | 1072 CFM | Module | High Purity PSA system Only | Air Compressor | Dryer & A.R | [8 empty] | E1002 : Pradeep Sati | 19-AUG-2026 10:40:08AM | E1118 : Sachin Chauhan
Nitrogen Generator | nGen Nitrogen Generator |  | nGEN 145 -AT | nGEN 145 | 840510 | 0 | Nos | 0 | 5468000 | Equipment | 18 | 0 | YES | YES |  | NO | Absstem Industrial Nitrogen Plant | 22-OCT-2024 10:51:05AM | Gas Generated | Nitrogen | Gas Pressure | upto 6.5 Barg( Higher options Available) | Flow @ 95 % | 836 Nm3/hr | Flow @ 97 % | 760 Nm3/hr | Flow @ 98 % | 675 Nm3/hr | Flow @ 99 % | 624 Nm3/hr | Flow @ 99.5 % | 550 Nm3/hr | Flow @ 99.9 % | 500 Nm3/hr | Flow @ 99.95 % | 418 Nm3/hr | Compressed Air Requirement | 1124 CFM | Module | PSA Plant | Air Compressor | Dryer & A.R |  |  | E1002 : Pradeep Sati | 22-OCT-2024 10:59:57AM | E1002 : Pradeep Sati
Nitrogen Generator | nGen Nitrogen Generator |  | nGEN 15 -AT | nGEN 15 | 840510 | 0 | Nos | 0 | 1528000 | Equipment | 18 | 0 | YES | YES |  | NO | Absstem Industrial Nitrogen Plant | 22-OCT-2024 10:51:05AM | Gas Generated | Nitrogen | Gas Pressure | upto 6.5 Barg( Higher options Available) | Flow @ 95 % | 66 Nm3/hr | Flow @ 97 % | 60 Nm3/hr | Flow @ 98 % | 54 Nm3/hr | Flow @ 99 % | 50 Nm3/hr | Flow @ 99.5 % | 44 Nm3/hr | Flow @ 99.9 % | 40 Nm3/hr | Flow @ 99.95 % | 33 Nm3/hr | Compressed Air Requirement | 89 CFM | Module | PSA Plant | Air Compressor | Dryer & A.R |  |  | E1002 : Pradeep Sati | 13-AUG-2025 10:27:39AM | E1118 : Sachin Chauhan
Nitrogen Generator | nGen Nitrogen Generator |  | nGEN 150 -AT | nGEN 150 | 840510 | 0 | Nos | 0 | 6741875 | Equipment | 18 | 0 | YES | YES |  | NO | Absstem Industrial Nitrogen Plant | 22-OCT-2024 10:51:05AM | Gas Generated | Nitrogen | Gas Pressure | upto 6.5 Barg( Higher options Available) | Flow @ 95 % | 1000 Nm3/hr | Flow @ 97 % | 909 Nm3/hr | Flow @ 98 % | 806 Nm3/hr | Flow @ 99 % | 746 Nm3/hr | Flow @ 99.5 % | 658 Nm3/hr | Flow @ 99.9 % | 600 Nm3/hr | Flow @ 99.95 % | 500 Nm3/hr | Compressed Air Requirement | 1344 CFM | Module | PSA Plant | Air Compressor | Dryer & A.R |  |  | E1002 : Pradeep Sati | 22-OCT-2024 10:59:57AM | E1002 : Pradeep Sati
Nitrogen Generator | nGen Nitrogen Generator |  | nGEN 150 P -AT | nGEN 150 P | 840510 | 0 | Nos | 0 | 6741875 | Equipment | 18 | 0 | YES | YES |  | NO | Absstem Industrial Nitrogen Plant | 22-OCT-2024 10:51:06AM | Gas Generated | Nitrogen | Gas Pressure | upto 6.5 Barg( Higher options Available) | Flow @ 99.99 % | 334 Nm3/hr | Flow @ 99.995 % | 252 Nm3/hr | Flow @ 99.999 % | 189 Nm3/hr | Flow @ 99.9995 % | 151 Nm3/hr | Compressed Air Requirement | 1344 CFM | Module | High Purity PSA system Only | Air Compressor | Dryer & A.R | [8 empty] | E1002 : Pradeep Sati | 22-OCT-2024 12:08:44PM | E1002 : Pradeep Sati
Nitrogen Generator | nGen Nitrogen Generator |  | nGEN 160 -AT | nGEN 160 | 840510 | 0 | Nos | 0 | 7870313 | Equipment | 18 | 0 | YES | YES |  | NO | Absstem Industrial Nitrogen Plant | 22-OCT-2024 10:51:05AM | Gas Generated | Nitrogen | Gas Pressure | upto 6.5 Barg( Higher options Available) | Flow @ 95 % | 1198 Nm3/hr | Flow @ 97 % | 1089 Nm3/hr | Flow @ 98 % | 966 Nm3/hr | Flow @ 99 % | 894 Nm3/hr | Flow @ 99.5 % | 788 Nm3/hr | Flow @ 99.9 % | 713 Nm3/hr | Flow @ 99.95 % | 599 Nm3/hr | Compressed Air Requirement | 1610 CFM | Module | PSA Plant | Air Compressor | Dryer & A.R |  |  | E1002 : Pradeep Sati | 22-OCT-2024 10:59:57AM | E1002 : Pradeep Sati
Nitrogen Generator | nGen Nitrogen Generator |  | nGEN 160 P -AT | nGEN 160 P | 840510 | 0 | Nos | 0 | 7870313 | Equipment | 18 | 0 | YES | YES |  | NO | Absstem Industrial Nitrogen Plant | 22-OCT-2024 10:51:06AM | Gas Generated | Nitrogen | Gas Pressure | upto 6.5 Barg( Higher options Available) | Flow @ 99.99 % | 400 Nm3/hr | Flow @ 99.995 % | 302 Nm3/hr | Flow @ 99.999 % | 227 Nm3/hr | Flow @ 99.9995 % | 181 Nm3/hr | Compressed Air Requirement | 1610 CFM | Module | High Purity PSA system Only | Air Compressor | Dryer & A.R | [8 empty] | E1002 : Pradeep Sati | 22-OCT-2024 12:08:44PM | E1002 : Pradeep Sati
Nitrogen Generator | nGen Nitrogen Generator |  | nGEN 20 -AT | nGEN 20 | 840510 | 0 | Nos | 0 | 778500 | Equipment | 18 | 0 | YES | YES |  | NO | Absstem Industrial Nitrogen Plant | 22-OCT-2024 10:51:05AM | Gas Generated | Nitrogen | Gas Pressure | upto 6.5 Barg( Higher options Available) | Flow @ 95 % | 76 Nm3/hr | Flow @ 97 % | 69 Nm3/hr | Flow @ 98 % | 61 Nm3/hr | Flow @ 99 % | 57 Nm3/hr | Flow @ 99.5 % | 50 Nm3/hr | Flow @ 99.9 % | 45 Nm3/hr | Flow @ 99.95 % | 38 Nm3/hr | Compressed Air Requirement | 101 CFM | Module | PSA Plant | Air Compressor | Dryer & A.R |  |  | E1002 : Pradeep Sati | 22-OCT-2024 10:59:57AM | E1002 : Pradeep Sati
Nitrogen Generator | nGen Nitrogen Generator |  | nGEN 20 P -AT | nGEN 20 P | 840510 | 0 | Nos | 0 | 778500 | Equipment | 18 | 0 | YES | YES |  | NO | Absstem Industrial Nitrogen Plant | 22-OCT-2024 10:51:05AM | Gas Generated | Nitrogen | Gas Pressure | upto 6.5 Barg( Higher options Available) | Flow @ 99.99 % | 25 Nm3/hr | Flow @ 99.995 % | 19 Nm3/hr | Flow @ 99.999 % | 14 Nm3/hr | Flow @ 99.9995 % | 11 Nm3/hr | Compressed Air Requirement | 101 CFM | Module | High Purity PSA system Only | Air Compressor | Dryer & A.R | [8 empty] | E1002 : Pradeep Sati | 27-MAR-2025 12:06:49PM | E1118 : Sachin Chauhan
Nitrogen Generator | nGen Gas Storage |  | nGEN 20 ST -AT | 3000 L | 840510 | 0 | Nos | 0 | 105000 | Equipment | 18 | 0 | YES | YES |  | NO | Nitrogen Plant Gas Storage Vessel | 22-OCT-2024 10:51:06AM | Water Volume | 3000 Liters | Gas Stored | Nitrogen | Gas Stored Volume | 16.5 M3 | Working Pressure | 5.5 Barg | Hydrotest Pressure | 9 Barg | [16 empty] | E1002 : Pradeep Sati | 22-OCT-2024 12:08:44PM | E1002 : Pradeep Sati
Nitrogen Generator | nGen Nitrogen Generator |  | nGEN 25 -AT | nGEN 25 | 840510 | 1 | Nos | 0 | 856200 | Equipment | 18 | 0 | YES | YES |  | NO | Absstem Industrial Nitrogen Plant | 22-OCT-2024 10:51:05AM | Gas Generated | Nitrogen | Gas Pressure | upto 6.5 Barg( Higher options Available) | Flow @ 95 % | 84 Nm3/hr | Flow @ 97 % | 76 Nm3/hr | Flow @ 98 % | 68 Nm3/hr | Flow @ 99 % | 63 Nm3/hr | Flow @ 99.5 % | 55 Nm3/hr | Flow @ 99.9 % | 50 Nm3/hr | Flow @ 99.95 % | 42 Nm3/hr | Compressed Air Requirement | 112 CFM | Module | PSA Plant | Air Compressor | Dryer & A.R |  |  | E1002 : Pradeep Sati | 22-OCT-2024 10:59:57AM | E1002 : Pradeep Sati
Nitrogen Generator | nGen Nitrogen Generator |  | nGEN 30 -AT | nGEN 30 | 840510 | 0 | Nos | 0 | 933900 | Equipment | 18 | 0 | YES | YES |  | NO | Absstem Industrial Nitrogen Plant | 22-OCT-2024 10:51:05AM | Gas Generated | Nitrogen | Gas Pressure | upto 6.5 Barg( Higher options Available) | Flow @ 95 % | 93 Nm3/hr | Flow @ 97 % | 84 Nm3/hr | Flow @ 98 % | 75 Nm3/hr | Flow @ 99 % | 69 Nm3/hr | Flow @ 99.5 % | 61 Nm3/hr | Flow @ 99.9 % | 55 Nm3/hr | Flow @ 99.95 % | 47 Nm3/hr | Compressed Air Requirement | 124 CFM | Module | PSA Plant | Air Compressor | Dryer & A.R |  |  | E1002 : Pradeep Sati | 22-OCT-2024 10:59:57AM | E1002 : Pradeep Sati
Nitrogen Generator | nGen Nitrogen Generator |  | nGEN 30 P -AT | nGEN 30 P | 840510 | 1 | Nos | 0 | 933900 | Equipment | 18 | 0 | YES | YES |  | NO | Absstem Industrial Nitrogen Plant | 22-OCT-2024 10:51:05AM | Gas Generated | Nitrogen | Gas Pressure | upto 6.5 Barg( Higher options Available) | Flow @ 99.99 % | 31 Nm3/hr | Flow @ 99.995 % | 23 Nm3/hr | Flow @ 99.999 % | 18 Nm3/hr | Flow @ 99.9995 % | 14 Nm3/hr | Compressed Air Requirement | 124 CFM | Module | High Purity PSA system Only | Air Compressor | Dryer & A.R | [8 empty] | E1002 : Pradeep Sati | 22-OCT-2024 10:59:57AM | E1002 : Pradeep Sati
Nitrogen Generator | nGen Gas Storage |  | nGEN 30 ST -AT | 3500 L | 840510 | 0 | Nos | 0 | 112000 | Equipment | 18 | 0 | YES | YES |  | NO | Nitrogen Plant Gas Storage Vessel | 22-OCT-2024 10:51:06AM | Water Volume | 3500 Liters | Gas Stored | Nitrogen | Gas Stored Volume | 19.25 M3 | Working Pressure | 5.5 Barg | Hydrotest Pressure | 9 Barg | [16 empty] | E1002 : Pradeep Sati | 22-OCT-2024 12:08:44PM | E1002 : Pradeep Sati
Nitrogen Generator | nGen Nitrogen Generator |  | nGEN 40 -AT | nGEN 40 | 840510 | 1 | Nos | 0 | 1040400 | Equipment | 18 | 0 | YES | YES |  | NO | Absstem Industrial Nitrogen Plant | 22-OCT-2024 10:51:05AM | Gas Generated | Nitrogen | Gas Pressure | upto 6.5 Barg( Higher options Available) | Flow @ 95 % | 107 Nm3/hr | Flow @ 97 % | 98 Nm3/hr | Flow @ 98 % | 87 Nm3/hr | Flow @ 99 % | 80 Nm3/hr | Flow @ 99.5 % | 71 Nm3/hr | Flow @ 99.9 % | 64 Nm3/hr | Flow @ 99.95 % | 54 Nm3/hr | Compressed Air Requirement | 144 CFM | Module | PSA Plant | Air Compressor | Dryer & A.R |  |  | E1002 : Pradeep Sati | 22-OCT-2024 10:59:57AM | E1002 : Pradeep Sati
Nitrogen Generator | nGen Nitrogen Generator |  | nGEN 40 P -AT | nGEN 40 P | 840510 | 0 | Nos | 0 | 1040400 | Equipment | 18 | 0 | YES | YES |  | NO | Absstem Industrial Nitrogen Plant | 22-OCT-2024 10:51:05AM | Gas Generated | Nitrogen | Gas Pressure | upto 6.5 Barg( Higher options Available) | Flow @ 99.99 % | 36 Nm3/hr | Flow @ 99.995 % | 27 Nm3/hr | Flow @ 99.999 % | 20 Nm3/hr | Flow @ 99.9995 % | 16 Nm3/hr | Compressed Air Requirement | 144 CFM | Module | High Purity PSA system Only | Air Compressor | Dryer & A.R | [8 empty] | E1002 : Pradeep Sati | 27-MAR-2025 11:24:07AM | E1118 : Sachin Chauhan
Nitrogen Generator | nGen Gas Storage |  | nGEN 40 ST -AT | 4000 L | 840510 | 2 | Nos | 0 | 137000 | Equipment | 18 | 0 | YES | YES |  | NO | Nitrogen Plant Gas Storage Vessel | 22-OCT-2024 10:51:06AM | Water Volume | 4000 Liters | Gas Stored | Nitrogen | Gas Stored Volume | 22 M3 | Working Pressure | 5.5 Barg | Hydrotest Pressure | 9 Barg | [16 empty] | E1002 : Pradeep Sati | 19-AUG-2026 10:40:08AM | E1118 : Sachin Chauhan
Nitrogen Generator | nGen Nitrogen Generator |  | nGEN 50 -AT | nGEN 50 | 840510 | 0 | Nos | 0 | 1133000 | Equipment | 18 | 0 | YES | YES |  | NO | Absstem Industrial Nitrogen Plant | 22-OCT-2024 10:51:05AM | Gas Generated | Nitrogen | Gas Pressure | upto 6.5 Barg( Higher options Available) | Flow @ 95 % | 121 Nm3/hr | Flow @ 97 % | 110 Nm3/hr | Flow @ 98 % | 98 Nm3/hr | Flow @ 99 % | 90 Nm3/hr | Flow @ 99.5 % | 80 Nm3/hr | Flow @ 99.9 % | 72 Nm3/hr | Flow @ 99.95 % | 61 Nm3/hr | Compressed Air Requirement | 162 CFM | Module | PSA Plant | Air Compressor | Dryer & A.R |  |  | E1002 : Pradeep Sati | 22-OCT-2024 10:59:57AM | E1002 : Pradeep Sati
Nitrogen Generator | nGen Nitrogen Generator |  | nGEN 50 P -AT | nGEN 50 P | 840510 | 3 | Nos | 0 | 697000 | Equipment | 18 | 0 | YES | YES |  | NO | Absstem Industrial Nitrogen Plant | 22-OCT-2024 10:51:05AM | Gas Generated | Nitrogen | Gas Pressure | upto 6.5 Barg( Higher options Available) | Flow @ 99.99 % | 40 Nm3/hr | Flow @ 99.995 % | 30 Nm3/hr | Flow @ 99.999 % | 23 Nm3/hr | Flow @ 99.9995 % | 18 Nm3/hr | Compressed Air Requirement | 162 CFM | Module | High Purity PSA system Only | Air Compressor | Dryer & A.R | [8 empty] | E1002 : Pradeep Sati | 19-AUG-2026 6:17:32PM | E1002 : Pradeep Sati
Nitrogen Generator | nGen Gas Storage |  | nGEN 50 ST -AT | 5000 L | 840510 | 3 | Nos | 135000 | 165000 | Equipment | 18 | 0 | YES | YES |  | NO | Nitrogen Plant Gas Storage Vessel | 22-OCT-2024 10:51:06AM | Water Volume | 5000 Liters | Gas Stored | Nitrogen | Gas Stored Volume | 27.5 M3 | Working Pressure | 5.5 Barg | Hydrotest Pressure | 9 Barg | [16 empty] | E1002 : Pradeep Sati | 02-DEC-2024 11:04:25AM | H1155 : Raushan Kumar
Nitrogen Generator | nGen Nitrogen Generator |  | nGEN 55 -AT | nGen 070 UH | 840510 | 2 | NOS | 0 | 1320000 | Equipment | 18 | 0 | YES | YES |  | NO | Absstem Industrial Nitrogen Plant | 22-OCT-2024 10:51:05AM | Gas Generated | Nitrogen | Gas Pressure | upto 6.5 Barg( Higher options Available) | Flow @ 99.99 % | 75 Nm3/hr | Compressed Air Requirement | 205 CFM | Module | PSA Plant | Air Compressor | Dryer &amp;amp;amp; A.R | [14 empty] | E1002 : Pradeep Sati | 10-MAY-2025 1:48:42AM | E1002 : Pradeep Sati
Nitrogen Generator | nGen Nitrogen Generator |  | nGEN 60 -AT | nGEN 60 | 840510 | 1 | Nos | 0 | 1283900 | Equipment | 18 | 0 | YES | YES |  | NO | Absstem Industrial Nitrogen Plant | 22-OCT-2024 10:51:05AM | Gas Generated | Nitrogen | Gas Pressure | upto 6.5 Barg( Higher options Available) | Flow @ 95 % | 150 Nm3/hr | Flow @ 97 % | 136 Nm3/hr | Flow @ 98 % | 121 Nm3/hr | Flow @ 99 % | 112 Nm3/hr | Flow @ 99.5 % | 100 Nm3/hr | Flow @ 99.9 % | 89 Nm3/hr | Flow @ 99.95 % | 75 Nm3/hr | Compressed Air Requirement | 201 CFM | Module | PSA Plant | Air Compressor | Dryer & A.R |  |  | E1002 : Pradeep Sati | 22-OCT-2024 10:59:57AM | E1002 : Pradeep Sati
Nitrogen Generator | nGen Nitrogen Generator |  | nGEN 60 P -AT | nGEN 60 P | 840510 | 0 | Nos | 0 | 1283900 | Equipment | 18 | 0 | YES | YES |  | NO | Absstem Industrial Nitrogen Plant | 22-OCT-2024 10:51:05AM | Gas Generated | Nitrogen | Gas Pressure | upto 6.5 Barg( Higher options Available) | Flow @ 99.99 % | 50 Nm3/hr | Flow @ 99.995 % | 38 Nm3/hr | Flow @ 99.999 % | 28 Nm3/hr | Flow @ 99.9995 % | 23 Nm3/hr | Compressed Air Requirement | 201 CFM | Module | High Purity PSA system Only | Air Compressor | Dryer & A.R | [8 empty] | E1002 : Pradeep Sati | 22-OCT-2024 10:59:57AM | E1002 : Pradeep Sati
Nitrogen Generator | nGen Gas Storage |  | nGEN 60 ST -AT | 6000 L | 840510 | 0 | Nos | 0 | 192000 | Equipment | 18 | 0 | YES | YES |  | NO | Nitrogen Plant Gas Storage Vessel | 22-OCT-2024 10:51:06AM | Water Volume | 6000 Liters | Gas Stored | Nitrogen | Gas Stored Volume | 33 M3 | Working Pressure | 5.5 Barg | Hydrotest Pressure | 9 Barg | [16 empty] | E1002 : Pradeep Sati | 22-OCT-2024 12:08:44PM | E1002 : Pradeep Sati
Nitrogen Generator | nGen Nitrogen Generator |  | nGEN 65 -AT | nGEN 65 | 840510 | 3 | Nos | 0 | 1389450 | Equipment | 18 | 0 | YES | YES |  | NO | Absstem Industrial Nitrogen Plant | 22-OCT-2024 10:51:05AM | Gas Generated | Nitrogen | Gas Pressure | upto 6.5 Barg( Higher options Available) | Flow @ 95 % | 168 Nm3/hr | Flow @ 97 % | 152 Nm3/hr | Flow @ 98 % | 135 Nm3/hr | Flow @ 99 % | 125 Nm3/hr | Flow @ 99.5 % | 110 Nm3/hr | Flow @ 99.9 % | 100 Nm3/hr | Flow @ 99.95 % | 84 Nm3/hr | Compressed Air Requirement | 225 CFM | Module | PSA Plant | Air Compressor | Dryer & A.R |  |  | E1002 : Pradeep Sati | 22-OCT-2024 10:59:57AM | E1002 : Pradeep Sati
Nitrogen Generator | nGen Nitrogen Generator |  | nGEN 70 -AT | nGEN 70 | 840510 | 0 | Nos | 0 | 1495000 | Equipment | 18 | 0 | YES | YES |  | NO | Absstem Industrial Nitrogen Plant | 22-OCT-2024 10:51:05AM | Gas Generated | Nitrogen | Gas Pressure | upto 6.5 Barg( Higher options Available) | Flow @ 95 % | 185 Nm3/hr | Flow @ 97 % | 168 Nm3/hr | Flow @ 98 % | 150 Nm3/hr | Flow @ 99 % | 138 Nm3/hr | Flow @ 99.5 % | 125 Nm3/hr | Flow @ 99.9 % | 110 Nm3/hr | Flow @ 99.95 % | 93 Nm3/hr | Compressed Air Requirement | 249 CFM | Module | PSA Plant | Air Compressor | Dryer & A.R |  |  | E1002 : Pradeep Sati | 05-NOV-2025 2:57:49PM | E1118 : Sachin Chauhan
Nitrogen Generator | nGen Nitrogen Generator |  | nGEN 70 P -AT | nGEN 70 P | 840510 | 0 | Nos | 0 | 1495000 | Equipment | 18 | 0 | YES | YES |  | NO | Absstem Industrial Nitrogen Plant | 22-OCT-2024 10:51:05AM | Gas Generated | Nitrogen | Gas Pressure | upto 6.5 Barg( Higher options Available) | Flow @ 99.99 % | 62 Nm3/hr | Flow @ 99.995 % | 47 Nm3/hr | Flow @ 99.999 % | 35 Nm3/hr | Flow @ 99.9995 % | 28 Nm3/hr | Compressed Air Requirement | 249 CFM | Module | High Purity PSA system Only | Air Compressor | Dryer & A.R | [8 empty] | E1002 : Pradeep Sati | 22-OCT-2024 10:59:57AM | E1002 : Pradeep Sati
Nitrogen Generator | nGen Nitrogen Generator |  | nGEN 80 -AT | nGEN 80 | 840510 | 0 | Nos | 0 | 1644500 | Equipment | 18 | 0 | YES | YES |  | NO | Absstem Industrial Nitrogen Plant | 22-OCT-2024 10:51:05AM | Gas Generated | Nitrogen | Gas Pressure | upto 6.5 Barg( Higher options Available) | Flow @ 95 % | 218 Nm3/hr | Flow @ 97 % | 198 Nm3/hr | Flow @ 98 % | 176 Nm3/hr | Flow @ 99 % | 163 Nm3/hr | Flow @ 99.5 % | 144 Nm3/hr | Flow @ 99.9 % | 130 Nm3/hr | Flow @ 99.95 % | 109 Nm3/hr | Compressed Air Requirement | 293 CFM | Module | PSA Plant | Air Compressor | Dryer & A.R |  |  | E1002 : Pradeep Sati | 22-OCT-2024 10:59:57AM | E1002 : Pradeep Sati
Nitrogen Generator | nGen Nitrogen Generator |  | nGEN 80 P -AT | nGEN 80 P | 840510 | 0 | Nos | 0 | 1644500 | Equipment | 18 | 0 | YES | YES |  | NO | Absstem Industrial Nitrogen Plant | 22-OCT-2024 10:51:05AM | Gas Generated | Nitrogen | Gas Pressure | upto 6.5 Barg( Higher options Available) | Flow @ 99.99 % | 73 Nm3/hr | Flow @ 99.995 % | 55 Nm3/hr | Flow @ 99.999 % | 41 Nm3/hr | Flow @ 99.9995 % | 33 Nm3/hr | Compressed Air Requirement | 293 CFM | Module | High Purity PSA system Only | Air Compressor | Dryer & A.R | [8 empty] | E1002 : Pradeep Sati | 22-OCT-2024 10:59:57AM | E1002 : Pradeep Sati
Nitrogen Generator | nGen Nitrogen Generator |  | nGEN 85 -AT | nGEN 85 | 840510 | 0 | Nos | 0 | 1684000 | Equipment | 18 | 0 | YES | YES |  | NO | Absstem Industrial Nitrogen Plant | 22-OCT-2024 10:51:05AM | Gas Generated | Nitrogen | Gas Pressure | upto 6.5 Barg( Higher options Available) | Flow @ 95 % | 229 Nm3/hr | Flow @ 97 % | 208 Nm3/hr | Flow @ 98 % | 185 Nm3/hr | Flow @ 99 % | 171 Nm3/hr | Flow @ 99.5 % | 150 Nm3/hr | Flow @ 99.9 % | 140 Nm3/hr | Flow @ 99.95 % | 115 Nm3/hr | Compressed Air Requirement | 308 CFM | Module | PSA Plant | Air Compressor | Dryer & A.R |  |  | E1002 : Pradeep Sati | 22-OCT-2024 10:59:57AM | E1002 : Pradeep Sati
Nitrogen Generator | nGen Nitrogen Generator |  | nGEN 90 -AT | nGEN 90 | 840510 | 0 | Nos | 0 | 1955000 | Equipment | 18 | 0 | YES | YES |  | NO | Absstem Industrial Nitrogen Plant | 22-OCT-2024 10:51:05AM | Gas Generated | Nitrogen | Gas Pressure | upto 6.5 Barg( Higher options Available) | Flow @ 95 % | 268 Nm3/hr | Flow @ 97 % | 244 Nm3/hr | Flow @ 98 % | 216 Nm3/hr | Flow @ 99 % | 200 Nm3/hr | Flow @ 99.5 % | 176 Nm3/hr | Flow @ 99.9 % | 160 Nm3/hr | Flow @ 99.95 % | 134 Nm3/hr | Compressed Air Requirement | 360 CFM | Module | PSA Plant | Air Compressor | Dryer & A.R |  |  | E1002 : Pradeep Sati | 22-OCT-2024 10:59:57AM | E1002 : Pradeep Sati
Nitrogen Generator | nGen Nitrogen Generator |  | nGEN 90 P -AT | nGEN 90 P | 840510 | 0 | Nos | 0 | 1955000 | Equipment | 18 | 0 | YES | YES |  | NO | Absstem Industrial Nitrogen Plant | 22-OCT-2024 10:51:06AM | Gas Generated | Nitrogen | Gas Pressure | upto 6.5 Barg( Higher options Available) | Flow @ 99.99 % | 98 Nm3/hr | Flow @ 99.995 % | 68 Nm3/hr | Flow @ 99.999 % | 51 Nm3/hr | Flow @ 99.9995 % | 41 Nm3/hr | Compressed Air Requirement | 360 CFM | Module | High Purity PSA system Only | Air Compressor | Dryer & A.R | [8 empty] | E1002 : Pradeep Sati | 22-OCT-2024 10:59:57AM | E1002 : Pradeep Sati
Nitrogen Generator | nGen Nitrogen Generator |  | nGEN 96 -AT | nGEN 96 | 840510 | 0 | Nos | 0 | 2232000 | Equipment | 18 | 0 | YES | YES |  | NO | Absstem Industrial Nitrogen Plant | 22-OCT-2024 10:51:05AM | Gas Generated | Nitrogen | Gas Pressure | upto 6.5 Barg( Higher options Available) | Flow @ 95 % | 305 Nm3/hr | Flow @ 97 % | 277 Nm3/hr | Flow @ 98 % | 246 Nm3/hr | Flow @ 99 % | 228 Nm3/hr | Flow @ 99.5 % | 200 Nm3/hr | Flow @ 99.9 % | 182 Nm3/hr | Flow @ 99.95 % | 153 Nm3/hr | Compressed Air Requirement | 409 CFM | Module | PSA Plant | Air Compressor | Dryer & A.R |  |  | E1002 : Pradeep Sati | 22-OCT-2024 10:59:57AM | E1002 : Pradeep Sati
Nitrogen Generator | nGen Nitrogen Generator |  | nGEN 99 -AT | nGEN 99 | 840510 | 1 | Nos | 0 | 2280000 | Equipment | 18 | 0 | YES | YES |  | NO | Absstem Industrial Nitrogen Plant | 22-OCT-2024 10:51:05AM | Gas Generated | Nitrogen | Gas Pressure | upto 6.5 Barg( Higher options Available) | Flow @ 95 % | 335 Nm3/hr | Flow @ 97 % | 304 Nm3/hr | Flow @ 98 % | 270 Nm3/hr | Flow @ 99 % | 250 Nm3/hr | Flow @ 99.5 % | 220 Nm3/hr | Flow @ 99.9 % | 200 Nm3/hr | Flow @ 99.95 % | 168 Nm3/hr | Compressed Air Requirement | 450 CFM | Module | PSA Plant | Air Compressor | Dryer & A.R |  |  | E1002 : Pradeep Sati | 22-OCT-2024 10:59:57AM | E1002 : Pradeep Sati
Nitrogen Generator | nGenX |  | nGenx 01 -AT | nGenx 01 | 840510 | 6 | Nos | 0 | 292830 | Equipment | 18 | 0 | YES | YES |  | NO | Absstem Industrial Nitrogen Plant | 22-OCT-2024 10:51:06AM | Gas Generated | Nitrogen | Gas Pressure | upto 6.5 Barg( Higher options Available) | Flow @ 95 % | 8 Nm3/Hr | Flow @ 99 % | 6 Nm3/Hr | Flow @ 99.5 % | 5.5 Nm3/Hr | Flow @ 99.9 % | 5 Nm3/Hr | Compressed Air Requirement | 12 CFM | Module | PSA Plant | Air Compressor And Drier | In your Scope / Quoted Separately | [8 empty] | E1002 : Pradeep Sati | 22-MAY-2026 12:40:12PM | E1118 : Sachin Chauhan
Nitrogen Generator | nGen Gas Storage |  | nGenx 01/02/04 ST | 500 L | 840510 | 0 | Nos | 0 | 0 | Equipment | 18 | 0 | YES | YES |  | NO | Nitrogen Plant Gas Storage Vessel | 22-OCT-2024 12:39:13AM | Water Volume | 500 Liters | Gas Stored | Nitrogen | Gas Stored Volume | 2.75 M3 | Working Pressure | 5.5 Barg | Hydrotest Pressure | 9 Barg | [16 empty] | E1002 : Pradeep Sati | 22-OCT-2024 1:04:27AM | E1002 : Pradeep Sati
Nitrogen Generator | nGen Gas Storage |  | nGenx 01/02/04 ST - | 500 L | 840510 | 6 | Nos | 0 | 30000 | Equipment | 18 | 0 | YES | YES |  | NO | Nitrogen Plant Gas Storage Vessel | 22-OCT-2024 10:51:06AM | Water Volume | 500 Liters | Gas Stored | Nitrogen | Gas Stored Volume | 2.75 M3 | Working Pressure | 5.5 Barg | Hydrotest Pressure | 9 Barg | [16 empty] | E1002 : Pradeep Sati | 29-MAY-2026 2:28:27PM | E1118 : Sachin Chauhan
Nitrogen Generator | nGen Gas Storage |  | nGenx 01/02/04 ST-N | 250 L | 840510 | 1 | NOS | 0 | 28000 | Equipment | 18 |  | YES | YES |  | NO | Nitrogen Plant Gas Storage Vessel | 18-JUN-2025 12:08:29AM | Water Volume | 250 L | Gas Stored | Nitrogen | Gas Stored Volume | 1.375 M3 | Working Pressure | 5.5 Barg | Hydrotest Pressure | 9 Barg | [16 empty] | E1002 : Pradeep Sati | 21-AUG-2026 11:58:54AM | H1210 : Ritika Yadav
Nitrogen Generator | nGenX |  | nGenx 02 -AT | nGenx 02 | 840510 | 1 | Nos | 0 | 325500 | Equipment | 18 | 0 | YES | YES |  | NO | Absstem Industrial Nitrogen Plant | 22-OCT-2024 10:51:06AM | Gas Generated | Nitrogen | Gas Pressure | upto 6.5 Barg( Higher options Available) | Flow @ 95 % | 12 Nm3/Hr | Flow @ 99 % | 9 Nm3/Hr | Flow @ 99.5 % | 8 Nm3/Hr | Flow @ 99.9 % | 7 Nm3/Hr | Compressed Air Requirement | 16 CFM | Module | PSA Plant | Air Compressor And Drier | In your Scope / Quoted Separately | [8 empty] | E1002 : Pradeep Sati | 17-JUN-2026 12:30:42PM | E1118 : Sachin Chauhan
Nitrogen Generator | nGenX |  | nGenx 04 -AT | nGenx 04 | 840510 | 5 | Nos | 0 | 355189 | Equipment | 18 | 0 | YES | YES |  | NO | Absstem Industrial Nitrogen Plant | 22-OCT-2024 10:51:06AM | Gas Generated | Nitrogen | Gas Pressure | upto 6.5 Barg( Higher options Available) | Flow @ 95 % | 17 Nm3/Hr | Flow @ 99 % | 13 Nm3/Hr | Flow @ 99.5 % | 11 Nm3/Hr | Flow @ 99.9 % | 10 Nm3/Hr | Compressed Air Requirement | 25 CFM | Module | PSA Plant | Air Compressor And Drier | In your Scope / Quoted Separately | [8 empty] | E1002 : Pradeep Sati | 03-APR-2026 2:36:54PM | E1118 : Sachin Chauhan
Nitrogen Generator | nGenX |  | nGenx 05 -AT | nGenx 05 | 840510 | 0 | Nos | 0 | 404397 | Equipment | 18 | 0 | YES | YES |  | NO | Absstem Industrial Nitrogen Plant | 22-OCT-2024 10:51:06AM | Gas Generated | Nitrogen | Gas Pressure | upto 6.5 Barg( Higher options Available) | Flow @ 95 % | 25 Nm3/Hr | Flow @ 99 % | 20 Nm3/Hr | Flow @ 99.5 % | 17 Nm3/Hr | Flow @ 99.9 % | 15 Nm3/Hr | Compressed Air Requirement | 37 CFM | Module | PSA Plant | Air Compressor And Drier | In your Scope / Quoted Separately | [8 empty] | E1002 : Pradeep Sati | 31-DEC-2025 3:25:19PM | E1118 : Sachin Chauhan
Nitrogen Generator | nGenX |  | nGenx 07 -AT | nGenx 07 | 840510 | 2 | Nos | 0 | 452771 | Equipment | 18 | 0 | YES | YES |  | NO | Absstem Industrial Nitrogen Plant | 22-OCT-2024 10:51:06AM | Gas Generated | Nitrogen | Gas Pressure | upto 6.5 Barg( Higher options Available) | Flow @ 95 % | 34 Nm3/Hr | Flow @ 99 % | 25 Nm3/Hr | Flow @ 99.5 % | 22 Nm3/Hr | Flow @ 99.9 % | 20 Nm3/Hr | Compressed Air Requirement | 50 CFM | Module | PSA Plant | Air Compressor And Drier | In your Scope / Quoted Separately | [8 empty] | E1002 : Pradeep Sati | 22-OCT-2024 12:08:44PM | E1002 : Pradeep Sati
Nitrogen Generator | nGenX |  | nGenx 08 -AT | nGenx 08 | 840510 | 1 | Nos | 0 | 490552 | Equipment | 18 | 0 | YES | YES |  | NO | Absstem Industrial Nitrogen Plant | 22-OCT-2024 10:51:06AM | Gas Generated | Nitrogen | Gas Pressure | upto 6.5 Barg( Higher options Available) | Flow @ 95 % | 42 Nm3/Hr | Flow @ 99 % | 32 Nm3/Hr | Flow @ 99.5 % | 30 Nm3/Hr | Flow @ 99.9 % | 25 Nm3/Hr | Compressed Air Requirement | 62 CFM | Module | PSA Plant | Air Compressor And Drier | In your Scope / Quoted Separately | [8 empty] | E1002 : Pradeep Sati | 22-OCT-2024 12:08:44PM | E1002 : Pradeep Sati
Nitrogen Generator | nGenX |  | nGenx 10 -AT | nGenx 10 | 840510 | 2 | Nos | 0 | 538927 | Equipment | 18 | 0 | YES | YES |  | NO | Absstem Industrial Nitrogen Plant | 22-OCT-2024 10:51:06AM | Gas Generated | Nitrogen | Gas Pressure | upto 6.5 Barg( Higher options Available) | Flow @ 95 % | 50 Nm3/Hr | Flow @ 99 % | 40 Nm3/Hr | Flow @ 99.5 % | 33 Nm3/Hr | Flow @ 99.9 % | 30 Nm3/Hr | Compressed Air Requirement | 75 CFM | Module | PSA Plant | Air Compressor And Drier | In your Scope / Quoted Separately | [8 empty] | E1002 : Pradeep Sati | 22-OCT-2024 12:08:44PM | E1002 : Pradeep Sati
Nitrogen Generator | nGenX |  | nGenx 15 -AT | nGenx 15 | 840510 | 0 | Nos | 0 | 634582 | Equipment | 18 | 0 | YES | YES |  | NO | Absstem Industrial Nitrogen Plant | 22-OCT-2024 10:51:06AM | Gas Generated | Nitrogen | Gas Pressure | upto 6.5 Barg( Higher options Available) | Flow @ 95 % | 67 Nm3/Hr | Flow @ 99 % | 50 Nm3/Hr | Flow @ 99.5 % | 44 Nm3/Hr | Flow @ 99.9 % | 40 Nm3/Hr | Compressed Air Requirement | 99 CFM | Module | PSA Plant | Air Compressor And Drier | In your Scope / Quoted Separately | [8 empty] | E1002 : Pradeep Sati | 22-OCT-2024 12:08:44PM | E1002 : Pradeep Sati
Nitrogen Generator | nGenX |  | nGenx 25 -AT | nGenx 25 | 840510 | 0 | Nos | 0 | 765248 | Equipment | 18 | 0 | YES | YES |  | NO | Absstem Industrial Nitrogen Plant | 22-OCT-2024 10:51:06AM | Gas Generated | Nitrogen | Gas Pressure | upto 6.5 Barg( Higher options Available) | Flow @ 95 % | 84 Nm3/Hr | Flow @ 99 % | 63 Nm3/Hr | Flow @ 99.5 % | 55 Nm3/Hr | Flow @ 99.9 % | 50 Nm3/Hr | Compressed Air Requirement | 124 CFM | Module | PSA Plant | Air Compressor And Drier | In your Scope / Quoted Separately | [8 empty] | E1002 : Pradeep Sati | 22-OCT-2024 12:08:44PM | E1002 : Pradeep Sati
Nitrogen Generator | nGenX |  | nGenx 60 -AT | nGenx 60 | 840510 | 0 | Nos | 0 | 1032483 | Equipment | 18 | 0 | YES | YES |  | NO | Absstem Industrial Nitrogen Plant | 22-OCT-2024 10:51:06AM | Gas Generated | Nitrogen | Gas Pressure | upto 6.5 Barg( Higher options Available) | Flow @ 95 % | 134 Nm3/Hr | Flow @ 99 % | 100 Nm3/Hr | Flow @ 99.5 % | 88 Nm3/Hr | Flow @ 99.9 % | 80 Nm3/Hr | Compressed Air Requirement | 199 CFM | Module | PSA Plant | Air Compressor And Drier | In your Scope / Quoted Separately | [8 empty] | E1002 : Pradeep Sati | 22-OCT-2024 12:08:44PM | E1002 : Pradeep Sati
Nitrogen Generator | nGenX |  | nGenx 65 -AT | nGenx 65 | 840510 | 0 | Nos | 0 | 1198468 | Equipment | 18 | 0 | YES | YES |  | NO | Absstem Industrial Nitrogen Plant | 22-OCT-2024 10:51:06AM | Gas Generated | Nitrogen | Gas Pressure | upto 6.5 Barg( Higher options Available) | Flow @ 95 % | 168 Nm3/Hr | Flow @ 99 % | 125 Nm3/Hr | Flow @ 99.5 % | 111 Nm3/Hr | Flow @ 99.9 % | 100 Nm3/Hr | Compressed Air Requirement | 248 CFM | Module | PSA Plant | Air Compressor And Drier | In your Scope / Quoted Separately | [8 empty] | E1002 : Pradeep Sati | 22-OCT-2024 12:08:45PM | E1002 : Pradeep Sati
Nitrogen Generator | nGenX |  | NgenX C | NgenX C |  | 4 | NOS | 0 | 270000 | Part | 18 |  | YES | NO |  | NO | PSA Nitrogen Generator Module | 18-MAR-2025 5:35:11PM | Flow | 1 Nm3/hr | Purity | 99.9% | Pressure | 5.5 Barg | [20 empty] | E1002 : Pradeep Sati | 03-APR-2026 2:42:36PM | E1118 : Sachin Chauhan
Non Standard Project | Nitrogen Recovery System |  | NSP01 | Nitrogen Recovery System 30 Nm3/hr, 65 Barg |  | 0 | NOS | 0 | 3400000 | Equipment | 18 |  | YES | YES |  | NO |  | 25-JUL-2025 6:11:22PM | [26 empty] | E1002 : Pradeep Sati | 09-OCT-2025 3:56:29PM | E1118 : Sachin Chauhan
Non Standard Project | Nitrogen Recovery System |  | NSP02 | Nitrogen Recovery System 45 Nm3/hr, 65 Barg |  | 0 |  | 0 | 3500000 | Equipment | 18 |  | YES | YES |  | NO |  | 25-JUL-2025 6:11:44PM | [26 empty] | E1002 : Pradeep Sati | 09-OCT-2025 3:53:27PM | E1118 : Sachin Chauhan
Non Standard Project | Nitrogen Recovery System |  | NSP03 | Nitrogen Recovery System 80 Nm3/hr,65 Barg |  | 1 | NOS | 0 | 1995120 | Equipment | 18 |  | YES | YES |  | NO | Nitrogen recovery System | 10-SEP-2025 5:05:20PM | [26 empty] | E1002 : Pradeep Sati | 18-SEP-2025 6:29:25PM | E1002 : Pradeep Sati
Old Assets | Scrap |  | OA1 | Scrap,Empty Drum,PVC,Blue Colour | 3923 | 0 | NOS | 0 | 0 | RAW | 18 | 0 | YES | YES |  | NO |  | 26-JUN-2025 1:27:25PM | [26 empty] | E1002 : Pradeep Sati
Old Assets | Scrap |  | OA2 | Scrap,Empty Drum,GI,Silver Colour | 7310 | 0 | NOS | 0 | 0 | RAW | 18 | 0 | YES | YES |  | NO |  | 26-JUN-2025 1:27:25PM | [26 empty] | E1002 : Pradeep Sati | 03-OCT-2025 3:01:05PM | H1155 : Raushan Kumar
Packing Items | Shrink Roll |  | PAC1 | Shrink Roll,18",Transparent,20-25 Micron,Polyolefin, | 3920 | 7 | NOS | 960.4 | 0 | RAW | 18 | 0 | YES | YES |  | NO |  | 21-APR-2025 6:49:50PM | [26 empty] | E1002 : Pradeep Sati | 26-AUG-2026 9:41:20AM | H1155 : Raushan Kumar
Packing Items | Tape |  | PAC10 | Tape,Double Side,White,1",,, | 391990 | 1 | NOS | 0 | 0 | RAW | 18 | 0 | YES | YES |  | NO |  | 21-APR-2025 6:49:50PM | [26 empty] | E1002 : Pradeep Sati | 08-JUN-2026 3:26:56PM | H1155 : Raushan Kumar
Packing Items | Tape |  | PAC11 | Tape,Masking,Off White,2",,, | 391990 | 0 | NOS | 0 | 0 | RAW | 18 | 0 | YES | YES |  | NO |  | 21-APR-2025 6:49:50PM | [26 empty] | E1002 : Pradeep Sati
Packing Items | Acoustic Foam |  | PAC12 | Acoustic Foam,Egg Crate,3 X 2 Feet,Black,2",,,Soundproofing | 3920 | 0 | NOS | 0 | 0 | RAW | 18 | 0 | YES | YES |  | NO |  | 21-APR-2025 6:49:50PM | [26 empty] | E1002 : Pradeep Sati
Packing Items | Packing Strip |  | PAC13 | Packing Strip,50 X 3 mm,Silver,1 mm,MS, | 762690 | 71 | NOS | 0 | 0 | RAW | 18 | 0 | YES | YES |  | NO |  | 21-APR-2025 6:49:50PM | [26 empty] | E1002 : Pradeep Sati | 07-JUL-2026 3:39:43PM | H1155 : Raushan Kumar
Packing Items | Packing Strip |  | PAC14 | Packing Strip,12 X 12 mm,Silver,1 mm,MS, | 762690 | 0 | NOS | 0 | 0 | RAW | 18 | 0 | YES | YES |  | NO |  | 21-APR-2025 6:49:50PM | [26 empty] | E1002 : Pradeep Sati | 05-JUN-2025 5:03:06PM | E1002 : Pradeep Sati
Packing Items | EPE Foam |  | PAC15 | EPE Foam,Box,1070 X 740 X 540 mm,White,50 mm,Polyethylene,Absstem-EFB01 | 392010 | 0 | NOS | 425 | 0 | RAW | 18 | 0 | YES | YES |  | NO |  | 21-APR-2025 6:49:50PM | [26 empty] | E1002 : Pradeep Sati | 13-FEB-2026 10:10:32AM | H1155 : Raushan Kumar
Packing Items | EPE Foam |  | PAC16 | EPE Foam,Box,730 X 230 x 400 mm,White,50 mm,Polyethylene,Absstem-EFB02 | 392010 | 0 | NOS | 425 | 0 | RAW | 18 | 0 | YES | YES |  | NO |  | 21-APR-2025 6:49:50PM | [26 empty] | E1002 : Pradeep Sati | 13-FEB-2026 10:11:35AM | H1155 : Raushan Kumar
Packing Items | EPE Foam |  | PAC17 | EPE Foam,Box,1300 X 890 X 500 mm,White,50 mm,Polyethylene,Absstem-EFB03 | 392010 | 6 | NOS | 550 | 0 | RAW | 18 | 0 | YES | YES |  | NO |  | 21-APR-2025 6:49:50PM | [26 empty] | E1002 : Pradeep Sati | 30-MAY-2026 1:45:58PM | H1155 : Raushan Kumar
Packing Items | EPE Foam |  | PAC18 | EPE Foam,Box,1110 X 280 X 655 mm,White,50 mm,Polyethylene,Absstem-EFB04 | 392010 | 8 | NOS | 550 | 0 | RAW | 18 | 0 | YES | YES |  | NO |  | 21-APR-2025 6:49:50PM | [26 empty] | E1002 : Pradeep Sati | 30-MAY-2026 1:45:58PM | H1155 : Raushan Kumar
Packing Items | EPE Foam |  | PAC19 | EPE Foam,Roll,80 X 1.5 Mtr,White,5 mm,Polyethylene, | 392010 | 4 | NOS | 3600 | 0 | RAW | 18 | 0 | YES | YES |  | NO |  | 21-APR-2025 6:49:50PM | [26 empty] | E1002 : Pradeep Sati | 26-AUG-2026 9:41:19AM | H1155 : Raushan Kumar
Packing Items | Shrink Roll |  | PAC2 | Shrink Roll,6",Transparent,20-25 Micron,Polyolefin, | 3920 | 35 | NOS | 102.92 | 0 | RAW | 18 | 0 | YES | YES |  | NO |  | 21-APR-2025 6:49:50PM | [26 empty] | E1002 : Pradeep Sati | 26-AUG-2026 1:50:17PM | H1155 : Raushan Kumar
Packing Items | EPE Foam |  | PAC20 | EPE Foam,Roll,80 X 1.5 Mtr,White,10 mm,Polyethylene, | 392010 | 0 | NOS | 0 | 0 | RAW | 18 | 0 | YES | YES |  | NO |  | 21-APR-2025 6:49:50PM | [26 empty] | E1002 : Pradeep Sati
Packing Items | Corrugated Box |  | PAC21 | Corrugated Box ,701 X 570 X 415 mm,,Cardboard,Absstem-CB01 | 4819 | 140 | NOS | 0 | 0 | RAW | 18 | 0 | YES | YES |  | NO |  | 21-APR-2025 6:49:50PM | [26 empty] | E1002 : Pradeep Sati | 08-JUN-2026 10:08:21AM | H1155 : Raushan Kumar
Packing Items | Corrugated Box |  | PAC22 | Corrugated Box ,440 X 330 X 240 mm,,Cardboard,Absstem-CB02 | 4819 | 349 | NOS | 88 | 0 | RAW | 18 | 0 | YES | YES |  | NO |  | 21-APR-2025 6:49:50PM | [26 empty] | E1002 : Pradeep Sati | 26-AUG-2026 1:50:17PM | H1155 : Raushan Kumar
Packing Items | Corrugated Box |  | PAC23 | Corrugated Box ,310 X 150 X 75 mm,,Cardboard,Absstem-CB03 | 4819 | 284 | NOS | 30 | 0 | RAW | 18 | 0 | YES | YES |  | NO |  | 21-APR-2025 6:49:50PM | [26 empty] | E1002 : Pradeep Sati | 26-AUG-2026 9:41:19AM | H1155 : Raushan Kumar
Packing Items | Bubble Roll |  | PAC24 | Bubble Roll,100 X 1 Mtr,Transaprent,,Polyolefin, | 3920 | 0 | NOS | 0 | 0 | RAW | 18 | 0 | YES | YES |  | NO |  | 21-APR-2025 6:49:50PM | [26 empty] | E1002 : Pradeep Sati | 12-JUN-2025 11:01:40AM | H1155 : Raushan Kumar
Packing Items | Name Plate |  | PAC25 | Name Plate,120 X 60 mm,1 mm,SS,Absstem-NP01,Industrial Project | 83100090 | 124 | NOS | 100 | 0 | RAW | 18 | 0 | YES | YES |  | NO |  | 30-MAY-2025 6:09:01PM | [26 empty] | E1002 : Pradeep Sati | 09-SEP-2026 4:58:37PM | H1155 : Raushan Kumar
Packing Items | Name Plate |  | PAC26 | Name Plate,120 X 60 mm,1 mm,SS,Absstem-NP02,Pressure Vessel | 83100090 | 45 | NOS | 100 | 0 | RAW | 18 | 0 | YES | YES |  | NO |  | 30-MAY-2025 6:09:01PM | [26 empty] | E1002 : Pradeep Sati | 09-SEP-2026 4:58:37PM | H1155 : Raushan Kumar
Packing Items | Name Plate |  | PAC27 | Name Plate,120 X 60 mm,1 mm,SS,Absstem-NP03,Medical Project | 83100090 | 43 | NOS | 100 | 0 | RAW | 18 | 0 | YES | YES |  | NO |  | 30-MAY-2025 6:09:01PM | [26 empty] | E1002 : Pradeep Sati | 07-AUG-2026 10:31:17AM | H1155 : Raushan Kumar
Packing Items | Name Plate |  | PAC28 | Name Plate,600 X 400 mm,1 mm,SS,Absstem-NP04,Medical Project | 83100090 | 0 | NOS | 0 | 0 | RAW | 18 | 0 | YES | YES |  | NO |  | 30-MAY-2025 6:09:01PM | [26 empty] | E1002 : Pradeep Sati
Packing Items | Shrink Roll |  | PAC29 | Shrink Roll,700 mm,Blue,20-25 Micron,Polyolefin, | 3920 | 0 | NOS | 0 | 0 | RAW | 18 | 0 | YES | YES |  | NO |  | 09-JUN-2025 2:19:53PM | [26 empty] | E1002 : Pradeep Sati
Packing Items | Shrink Roll |  | PAC3 | Shrink Roll,24",Transparent,20-25 Micron,Polyolefin, | 3920 | 0 | NOS | 0 | 0 | RAW | 18 | 0 | YES | YES |  | NO |  | 21-APR-2025 6:49:50PM | [26 empty] | E1002 : Pradeep Sati
Packing Items | Cable Tie |  | PAC30 | Cable Tie,12",White,,PVC, | 39269099 | 0 | NOS | 120 | 0 | RAW | 18 | 0 | YES | YES |  | NO |  | 09-JUN-2025 2:24:02PM | [26 empty] | E1002 : Pradeep Sati | 12-AUG-2026 11:57:43AM | H1155 : Raushan Kumar
Packing Items | Cable Tie |  | PAC31 | Cable Tie,8",White,,PVC, | 39269099 | 16 | NOS | 0 | 0 | RAW | 18 | 0 | YES | YES |  | NO |  | 09-JUN-2025 2:24:02PM | [26 empty] | E1002 : Pradeep Sati | 20-DEC-2025 4:21:11PM | H1155 : Raushan Kumar
Packing Items | Cable Tie |  | PAC32 | Cable Tie,6",White,,PVC, | 39269099 | 0 | NOS | 0 | 0 | RAW | 18 | 0 | YES | YES |  | NO |  | 09-JUN-2025 2:24:02PM | [26 empty] | E1002 : Pradeep Sati
Packing Items | Tape |  | PAC33 | Tape,Transparent,,2",,, | 391990 | 12 | NOS | 35 | 0 | RAW | 18 | 0 | YES | YES |  | NO |  | 30-AUG-2025 6:40:43PM | [26 empty] | E1002 : Pradeep Sati | 30-JUL-2026 3:03:26PM | H1155 : Raushan Kumar
Packing Items | Tape |  | PAC34 | Tape,Transparent,,1.5",,, | 391990 | 5 | NOS | 18.22 | 0 | RAW | 18 | 0 | YES | YES |  | NO |  | 30-AUG-2025 6:40:43PM | [26 empty] | E1002 : Pradeep Sati | 26-AUG-2026 2:51:18PM | H1155 : Raushan Kumar
Packing Items | Tape |  | PAC35 | Tape,Brown,,2",,, | 391990 | 0 | NOS | 0 | 0 | RAW | 18 | 0 | YES | YES |  | NO |  | 17-NOV-2025 4:17:01PM | [26 empty] | E1002 : Pradeep Sati
Packing Items | Cable Tie |  | PAC36 | Cable Tie,12",Black,1 mm,SS,Subha Engg. | 39269099 | 0 | NOS | 0 | 0 | RAW | 18 | 0 | YES | YES |  | NO |  | 17-NOV-2025 4:17:01PM | [26 empty] | E1002 : Pradeep Sati
Packing Items | EPE Foam |  | PAC37 | EPE Foam,Box,1110 X 1100 X 2000 mm,White,50 mm,Polyethylene,Absstem-EFB05 | 392010 | 0 | NOS | 4550 | 0 | RAW | 18 | 0 | YES | YES |  | NO |  | 01-JUL-2026 3:25:03PM | [26 empty] | E1002 : Pradeep Sati | 10-JUL-2026 10:50:41AM | H1155 : Raushan Kumar
Packing Items | Tape |  | PAC4 | Tape,Absstem Print,Transparent,2",,, | 391990 | 110 | NOS | 0 | 0 | RAW | 18 | 0 | YES | YES |  | NO |  | 21-APR-2025 6:49:50PM | [26 empty] | E1002 : Pradeep Sati | 26-AUG-2026 1:50:17PM | H1155 : Raushan Kumar
Packing Items | Tape |  | PAC5 | Tape,Filament Tape,,2",,, | 391990 | 1 | NOS | 0 | 0 | RAW | 18 | 0 | YES | YES |  | NO |  | 21-APR-2025 6:49:50PM | [26 empty] | E1002 : Pradeep Sati | 13-FEB-2026 10:53:27AM | H1155 : Raushan Kumar
Packing Items | Tape |  | PAC6 | Tape,Transparent,,3",,, | 391990 | 13 | NOS | 35 | 0 | RAW | 18 | 0 | YES | YES |  | NO |  | 21-APR-2025 6:49:50PM | [26 empty] | E1002 : Pradeep Sati | 30-MAY-2026 9:32:51AM | H1155 : Raushan Kumar
Packing Items | Tape |  | PAC7 | Tape,Floor Marking,Yellow, Black,3",,, | 391990 | 1 | NOS | 120 | 0 | RAW | 18 | 0 | YES | YES |  | NO |  | 21-APR-2025 6:49:50PM | [26 empty] | E1002 : Pradeep Sati | 26-AUG-2026 12:56:16PM | H1155 : Raushan Kumar
Packing Items | Tape |  | PAC8 | Tape,Nitrile,,1",,, | 391990 | 0 | NOS | 0 | 0 | RAW | 18 | 0 | YES | YES |  | NO |  | 21-APR-2025 6:49:50PM | [26 empty] | E1002 : Pradeep Sati
Packing Items | Tape |  | PAC9 | Tape,Insulation,,,,, | 391990 | 0 | NOS | 0 | 0 | RAW | 18 | 0 | YES | YES |  | NO |  | 21-APR-2025 6:49:50PM | [26 empty] | E1002 : Pradeep Sati | 12-DEC-2025 10:36:55AM | H1155 : Raushan Kumar
Painting Items - Bulk | Paint |  | PAI1 | Paint,Epoxy Finish,Berger,EPILUX-44,White | 320910 | 6 | NOS | 1510 | 0 | RAW | 18 | 0 | YES | YES |  | NO |  | 21-APR-2025 6:49:50PM | [26 empty] | E1002 : Pradeep Sati | 09-SEP-2026 4:10:10PM | H1155 : Raushan Kumar
Painting Items - Bulk | Thinner |  | PAI10 | Thinner,Epoxy,Nerolac, | 381400 | 0 | NOS | 2600 | 0 | RAW | 18 | 0 | YES | YES |  | NO |  | 21-APR-2025 6:49:50PM | [26 empty] | E1002 : Pradeep Sati | 01-DEC-2025 10:52:54AM | H1155 : Raushan Kumar
Painting Items - Bulk | Thinner |  | PAI11 | Thinner,PU,Nerolac, | 381400 | 2 | NOS | 2860 | 0 | RAW | 18 | 0 | YES | YES |  | NO |  | 21-APR-2025 6:49:50PM | [26 empty] | E1002 : Pradeep Sati | 21-JUL-2026 2:22:46PM | H1155 : Raushan Kumar
Painting Items - Bulk | Paint Remover |  | PAI12 | Paint Remover,,, | 381400 | 4 | NOS | 0 | 0 | RAW | 18 | 0 | YES | YES |  | NO |  | 21-APR-2025 6:49:51PM | [26 empty] | E1002 : Pradeep Sati | 28-NOV-2025 1:33:34PM | H1155 : Raushan Kumar
Painting Items - Bulk | Putty |  | PAI13 | Putty,Acrylic wall,Asian,,Matel | 3214 | 0 | NOS | 400 | 0 | RAW | 18 | 0 | YES | YES |  | NO |  | 21-APR-2025 6:49:51PM | [26 empty] | E1002 : Pradeep Sati | 11-APR-2026 1:00:44PM | H1155 : Raushan Kumar
Painting Items | Paint Accessories |  | PAI14 | Paint Accessories,Spray Gun,, | 8424 | 2 | NOS | 1250 | 0 | RAW | 18 | 0 | YES | YES |  | NO |  | 21-APR-2025 6:49:51PM | [26 empty] | E1002 : Pradeep Sati | 29-AUG-2025 9:16:04PM | H1155 : Raushan Kumar
Painting Items - Bulk | Primer |  | PAI15 | Primer,Neropoxy,Gray,Nerolac,3842 ZP | 320890 | 0 | NOS | 0 | 0 | RAW | 18 | 0 | YES | YES |  | NO |  | 21-APR-2025 6:53:00PM | [26 empty] | E1002 : Pradeep Sati | 10-OCT-2025 11:10:02AM | E1002 : Pradeep Sati
Painting Items - Bulk | Putty |  | PAI16 | Putty,Polyster,Wanda,Light Beige Colour, | 3214 | 0 | NOS | 296.61 | 0 | RAW | 18 | 0 | YES | YES |  | NO |  | 12-JUN-2025 1:04:41PM | [26 empty] | E1002 : Pradeep Sati | 10-OCT-2025 11:10:15AM | E1002 : Pradeep Sati
Painting Items | Paint |  | PAI17 | Paint,Spray,,,Silver | 320910 | 3 | NOS | 115 | 0 | RAW | 18 | 0 | YES | YES |  | NO |  | 05-SEP-2025 1:21:05PM | [26 empty] | E1002 : Pradeep Sati | 17-NOV-2025 5:52:26PM | E1002 : Pradeep Sati
Painting Items | Paint Accessories |  | PAI18 | Paint Accessories,Dust/Paint Arrester Filter (900 × 950 × 100 mm),,Fiber | 8421 | 0 | NOS | 750 | 0 | RAW | 18 | 0 | YES | YES |  | NO |  | 14-JUL-2026 12:25:38AM | [26 empty] | E1002 : Pradeep Sati | 16-JUL-2026 9:33:48AM | H1155 : Raushan Kumar
Painting Items | Paint |  | PAI2 | Paint,Power,HCPL- Stain PP,PS-1358,Traffic White | 320910 | 0 | NOS | 0 | 0 | RAW | 18 | 0 | YES | YES |  | NO |  | 21-APR-2025 6:49:50PM | [26 empty] | E1002 : Pradeep Sati
Painting Items | Paint |  | PAI3 | Paint,PU,Kansai Nerolac-460 GL,RAL-9016,Glossy White | 320910 | 5 | NOS | 7300 | 0 | RAW | 18 | 0 | YES | YES |  | NO |  | 21-APR-2025 6:49:50PM | [26 empty] | E1002 : Pradeep Sati | 25-AUG-2026 2:44:17PM | H1155 : Raushan Kumar
Painting Items | Paint |  | PAI4 | Paint,Spray,,,Glossy White | 320910 | 14 | NOS | 150 | 0 | RAW | 18 | 0 | YES | YES |  | NO |  | 21-APR-2025 6:49:50PM | [26 empty] | E1002 : Pradeep Sati | 12-AUG-2026 11:57:43AM | H1155 : Raushan Kumar
Painting Items | Paint |  | PAI5 | Paint,Spray,,,Traffic White | 320910 | 3 | NOS | 200 | 0 | RAW | 18 | 0 | YES | YES |  | NO |  | 21-APR-2025 6:49:50PM | [26 empty] | E1002 : Pradeep Sati | 06-MAR-2026 3:00:32PM | H1155 : Raushan Kumar
Painting Items | Paint |  | PAI6 | Paint,Spray,,,National Green | 320910 | 0 | NOS | 0 | 0 | RAW | 18 | 0 | YES | YES |  | NO |  | 21-APR-2025 6:49:50PM | [26 empty] | E1002 : Pradeep Sati
Painting Items | Paint |  | PAI7 | Paint,Spray,,,Glossy Black | 320910 | 0 | NOS | 0 | 0 | RAW | 18 | 0 | YES | YES |  | NO |  | 21-APR-2025 6:49:50PM | [26 empty] | E1002 : Pradeep Sati
Painting Items | Paint |  | PAI8 | Paint,Spray,,,Matt Black | 320910 | 8 | NOS | 150 | 0 | RAW | 18 | 0 | YES | YES |  | NO |  | 21-APR-2025 6:49:50PM | [26 empty] | E1002 : Pradeep Sati | 02-SEP-2026 1:38:45PM | H1155 : Raushan Kumar
Painting Items - Bulk | Thinner |  | PAI9 | Thinner,Epoxy,Berger,844 EP-4-5 | 381400 | 2 | NOS | 2960 | 0 | RAW | 18 | 0 | YES | YES |  | NO |  | 21-APR-2025 6:49:50PM | [26 empty] | E1002 : Pradeep Sati | 21-JUL-2026 2:22:46PM | H1155 : Raushan Kumar
Piping and Fittings | Hex Nipple |  | PF1 | Hex Nipple,1/4",Brass,PBI,0-10 Barg,100° C,Male-PT | 7307 | 12 | NOS | 28 | 0 | RAW | 18 | 0 | YES | YES |  | NO |  | 10-APR-2025 11:09:58AM | [26 empty] | E1002 : Pradeep Sati | 05-JUN-2026 2:52:09PM | H1155 : Raushan Kumar
Piping and Fittings | Hex Nipple |  | PF10 | Hex Nipple,3",Brass,PBI,0-10 Barg,100° C,Male-PT | 7307 | 0 | NOS | 0 | 0 | RAW | 18 | 0 | YES | YES |  | NO |  | 10-APR-2025 11:09:58AM | [26 empty] | E1002 : Pradeep Sati
Piping and Fittings | Equal Elbow |  | PF100 | Equal Elbow,3",SS-316,Atam,0-10 Barg,100° C,Female-NPT | 848790 | 0 | NOS | 0 | 0 | RAW | 18 | 0 | YES | YES |  | NO |  | 10-APR-2025 11:09:59AM | [26 empty] | E1002 : Pradeep Sati
Piping and Fittings | Equal Elbow |  | PF101 | Equal Elbow,1/4",GI,,0-10 Barg,100° C,Female-PT | 848790 | 0 | NOS | 0 | 0 | RAW | 18 | 0 | YES | YES |  | NO |  | 10-APR-2025 11:09:59AM | [26 empty] | E1002 : Pradeep Sati
Piping and Fittings | Equal Elbow |  | PF102 | Equal Elbow,1/8",GI,,0-10 Barg,100° C,Female-PT | 848790 | 0 | NOS | 0 | 0 | RAW | 18 | 0 | YES | YES |  | NO |  | 10-APR-2025 11:09:59AM | [26 empty] | E1002 : Pradeep Sati
Piping and Fittings | Equal Elbow |  | PF103 | Equal Elbow,3/8",GI,,0-10 Barg,100° C,Female-PT | 848790 | 0 | NOS | 0 | 0 | RAW | 18 | 0 | YES | YES |  | NO |  | 10-APR-2025 11:09:59AM | [26 empty] | E1002 : Pradeep Sati
Piping and Fittings | Equal Elbow |  | PF104 | Equal Elbow,3/4",GI,,0-10 Barg,100° C,Female-PT | 848790 | 0 | NOS | 0 | 0 | RAW | 18 | 0 | YES | YES |  | NO |  | 10-APR-2025 11:09:59AM | [26 empty] | E1002 : Pradeep Sati
Piping and Fittings | Equal Elbow |  | PF105 | Equal Elbow,1",GI,,0-10 Barg,100° C,Female-PT | 848790 | 9 | NOS | 90 | 0 | RAW | 18 | 0 | YES | YES |  | NO |  | 10-APR-2025 11:09:59AM | [26 empty] | E1002 : Pradeep Sati | 17-JUN-2026 11:04:34AM | H1155 : Raushan Kumar
Piping and Fittings | Equal Elbow |  | PF106 | Equal Elbow,1.25",GI,,0-10 Barg,100° C,Female-PT | 848790 | 0 | NOS | 0 | 0 | RAW | 18 | 0 | YES | YES |  | NO |  | 10-APR-2025 11:09:59AM | [26 empty] | E1002 : Pradeep Sati
Piping and Fittings | Equal Elbow |  | PF107 | Equal Elbow,1.5",GI,,0-10 Barg,100° C,Female-PT | 848790 | 3 | NOS | 220 | 0 | RAW | 18 | 0 | YES | YES |  | NO |  | 10-APR-2025 11:09:59AM | [26 empty] | E1002 : Pradeep Sati | 16-JUN-2026 3:20:10PM | H1155 : Raushan Kumar
Piping and Fittings | Equal Elbow |  | PF108 | Equal Elbow,2",GI,,0-10 Barg,100° C,Female-PT | 848790 | 0 | NOS | 0 | 0 | RAW | 18 | 0 | YES | YES |  | NO |  | 10-APR-2025 11:09:59AM | [26 empty] | E1002 : Pradeep Sati
Piping and Fittings | Equal Elbow |  | PF109 | Equal Elbow,2.5",GI,,0-10 Barg,100° C,Female-PT | 848790 | 0 | NOS | 0 | 0 | RAW | 18 | 0 | YES | YES |  | NO |  | 10-APR-2025 11:09:59AM | [26 empty] | E1002 : Pradeep Sati
Piping and Fittings | Hex Nipple |  | PF11 | Hex Nipple,1/4",MS,,0-10 Barg,100° C,Male-NPT | 7307 | 0 | NOS | 0 | 0 | RAW | 18 | 0 | YES | YES |  | NO |  | 10-APR-2025 11:09:58AM | [26 empty] | E1002 : Pradeep Sati
Piping and Fittings | Equal Elbow |  | PF110 | Equal Elbow,3",GI,,0-10 Barg,100° C,Female-PT | 848790 | 0 | NOS | 0 | 0 | RAW | 18 | 0 | YES | YES |  | NO |  | 10-APR-2025 11:09:59AM | [26 empty] | E1002 : Pradeep Sati
Piping and Fittings | Equal Elbow |  | PF111 | Equal Elbow,1/4",CS,,0-10 Barg,100° C,Female-PT | 848790 | 0 | NOS | 0 | 0 | RAW | 18 | 0 | YES | YES |  | NO |  | 10-APR-2025 11:09:59AM | [26 empty] | E1002 : Pradeep Sati
Piping and Fittings | Equal Elbow |  | PF112 | Equal Elbow,1/8",CS,,0-10 Barg,100° C,Female-PT | 848790 | 0 | NOS | 0 | 0 | RAW | 18 | 0 | YES | YES |  | NO |  | 10-APR-2025 11:09:59AM | [26 empty] | E1002 : Pradeep Sati
Piping and Fittings | Equal Elbow |  | PF113 | Equal Elbow,3/8",CS,,0-10 Barg,100° C,Female-PT | 848790 | 0 | NOS | 0 | 0 | RAW | 18 | 0 | YES | YES |  | NO |  | 10-APR-2025 11:09:59AM | [26 empty] | E1002 : Pradeep Sati
Piping and Fittings | Equal Elbow |  | PF114 | Equal Elbow,3/4",CS,,0-10 Barg,100° C,Female-PT | 848790 | 0 | NOS | 0 | 0 | RAW | 18 | 0 | YES | YES |  | NO |  | 10-APR-2025 11:09:59AM | [26 empty] | E1002 : Pradeep Sati
Piping and Fittings | Equal Elbow |  | PF115 | Equal Elbow,1",CS,,0-10 Barg,100° C,Female-PT | 848790 | 0 | NOS | 0 | 0 | RAW | 18 | 0 | YES | YES |  | NO |  | 10-APR-2025 11:09:59AM | [26 empty] | E1002 : Pradeep Sati
Piping and Fittings | Equal Elbow |  | PF116 | Equal Elbow,1.25",CS,,0-10 Barg,100° C,Female-PT | 848790 | 0 | NOS | 0 | 0 | RAW | 18 | 0 | YES | YES |  | NO |  | 10-APR-2025 11:09:59AM | [26 empty] | E1002 : Pradeep Sati
Piping and Fittings | Equal Elbow |  | PF117 | Equal Elbow,1.5",CS,,0-10 Barg,100° C,Female-PT | 848790 | 0 | NOS | 0 | 0 | RAW | 18 | 0 | YES | YES |  | NO |  | 10-APR-2025 11:09:59AM | [26 empty] | E1002 : Pradeep Sati | 05-JUN-2025 5:03:18PM | E1002 : Pradeep Sati
Piping and Fittings | Equal Elbow |  | PF118 | Equal Elbow,2",CS,,0-10 Barg,100° C,Female-PT | 848790 | 0 | NOS | 0 | 0 | RAW | 18 | 0 | YES | YES |  | NO |  | 10-APR-2025 11:09:59AM | [26 empty] | E1002 : Pradeep Sati
Piping and Fittings | Equal Elbow |  | PF119 | Equal Elbow,2.5",CS,,0-10 Barg,100° C,Female-PT | 848790 | 0 | NOS | 0 | 0 | RAW | 18 | 0 | YES | YES |  | NO |  | 10-APR-2025 11:09:59AM | [26 empty] | E1002 : Pradeep Sati
Piping and Fittings | Hex Nipple |  | PF12 | Hex Nipple,1/8",MS,,0-10 Barg,100° C,Male-NPT | 7307 | 0 | NOS | 0 | 0 | RAW | 18 | 0 | YES | YES |  | NO |  | 10-APR-2025 11:09:58AM | [26 empty] | E1002 : Pradeep Sati
Piping and Fittings | Equal Elbow |  | PF120 | Equal Elbow,3",CS,,0-10 Barg,100° C,Female-PT | 848790 | 0 | NOS | 0 | 0 | RAW | 18 | 0 | YES | YES |  | NO |  | 10-APR-2025 11:09:59AM | [26 empty] | E1002 : Pradeep Sati
Piping and Fittings | Equal Elbow |  | PF121 | Equal Elbow,1/2",Composite,Jindal,0-16 Barg, (-20°C to 60°C),Pipe Connector | 7307 | 0 | NOS | 0 | 0 | RAW | 18 | 0 | YES | YES |  | NO |  | 10-APR-2025 11:09:59AM | [26 empty] | E1002 : Pradeep Sati
Piping and Fittings | Equal Elbow |  | PF122 | Equal Elbow,3/4",Composite,Jindal,0-16 Barg, (-20°C to 60°C),Pipe Connector | 7307 | 4 | NOS | 181.3 | 0 | RAW | 18 | 0 | YES | YES |  | NO |  | 10-APR-2025 11:09:59AM | [26 empty] | E1002 : Pradeep Sati | 11-DEC-2025 2:57:56PM | H1155 : Raushan Kumar
Piping and Fittings | Equal Elbow |  | PF123 | Equal Elbow,1",Composite,Jindal,0-16 Barg, (-20°C to 60°C),Pipe Connector | 7307 | 15 | NOS | 349 | 0 | RAW | 18 | 0 | YES | YES |  | NO |  | 10-APR-2025 11:09:59AM | [26 empty] | E1002 : Pradeep Sati | 09-SEP-2026 2:37:18PM | H1155 : Raushan Kumar
Piping and Fittings | Equal Elbow |  | PF124 | Equal Elbow,1.25",Composite,Jindal,0-16 Barg, (-20°C to 60°C),Pipe Connector | 7307 | 25 | NOS | 0 | 0 | RAW | 18 | 0 | YES | YES |  | NO |  | 10-APR-2025 11:09:59AM | [26 empty] | E1002 : Pradeep Sati | 17-NOV-2025 5:52:26PM | E1002 : Pradeep Sati
Piping and Fittings | Equal Elbow |  | PF125 | Equal Elbow,1.5",Composite,Jindal,0-16 Barg, (-20°C to 60°C),Pipe Connector | 7307 | 26 | NOS | 849 | 0 | RAW | 18 | 0 | YES | YES |  | NO |  | 10-APR-2025 11:09:59AM | [26 empty] | E1002 : Pradeep Sati | 09-SEP-2026 2:37:18PM | H1155 : Raushan Kumar
Piping and Fittings | Equal Elbow |  | PF126 | Equal Elbow,2",Composite,Jindal,0-16 Barg, (-20°C to 60°C),Pipe Connector | 7307 | 0 | NOS | 849.6 | 0 | RAW | 18 | 0 | YES | YES |  | NO |  | 10-APR-2025 11:09:59AM | [26 empty] | E1002 : Pradeep Sati | 20-AUG-2026 11:09:41AM | H1155 : Raushan Kumar
Piping and Fittings | Equal Elbow |  | PF127 | Equal Elbow,1/4",MS,Forged,0-10 Barg,100° C,Pipe Weding | 848790 | 0 | NOS | 0 | 0 | RAW | 18 | 0 | YES | YES |  | NO |  | 10-APR-2025 11:09:59AM | [26 empty] | E1002 : Pradeep Sati
Piping and Fittings | Equal Elbow |  | PF128 | Equal Elbow,1/2",MS,Forged,0-10 Barg,100° C,Pipe Weding | 848790 | 0 | NOS | 0 | 0 | RAW | 18 | 0 | YES | YES |  | NO |  | 10-APR-2025 11:09:59AM | [26 empty] | E1002 : Pradeep Sati
Piping and Fittings | Equal Elbow |  | PF129 | Equal Elbow,3/4",MS,Forged,0-10 Barg,100° C,Pipe Weding | 848790 | 0 | NOS | 0 | 0 | RAW | 18 | 0 | YES | YES |  | NO |  | 10-APR-2025 11:09:59AM | [26 empty] | E1002 : Pradeep Sati
Piping and Fittings | Hex Nipple |  | PF13 | Hex Nipple,3/8",MS,,0-10 Barg,100° C,Male-NPT | 7307 | 0 | NOS | 0 | 0 | RAW | 18 | 0 | YES | YES |  | NO |  | 10-APR-2025 11:09:58AM | [26 empty] | E1002 : Pradeep Sati
Piping and Fittings | Equal Elbow |  | PF130 | Equal Elbow,1",MS,Forged,0-10 Barg,100° C,Pipe Weding | 848790 | 0 | NOS | 0 | 0 | RAW | 18 | 0 | YES | YES |  | NO |  | 10-APR-2025 11:09:59AM | [26 empty] | E1002 : Pradeep Sati
Piping and Fittings | Equal Elbow |  | PF131 | Equal Elbow,1.5",MS,Forged,0-10 Barg,100° C,Pipe Weding | 848790 | 0 | NOS | 0 | 0 | RAW | 18 | 0 | YES | YES |  | NO |  | 10-APR-2025 11:09:59AM | [26 empty] | E1002 : Pradeep Sati
Piping and Fittings | Equal Elbow |  | PF132 | Equal Elbow,2",MS,Forged,0-10 Barg,100° C,Pipe Weding | 848790 | 0 | NOS | 0 | 0 | RAW | 18 | 0 | YES | YES |  | NO |  | 10-APR-2025 11:09:59AM | [26 empty] | E1002 : Pradeep Sati
Piping and Fittings | Equal Elbow |  | PF133 | Equal Elbow,2.5",MS,Forged,0-10 Barg,100° C,Pipe Weding | 848790 | 0 | NOS | 0 | 0 | RAW | 18 | 0 | YES | YES |  | NO |  | 10-APR-2025 11:09:59AM | [26 empty] | E1002 : Pradeep Sati
Piping and Fittings | Equal Elbow |  | PF134 | Equal Elbow,3",MS,Forged,0-10 Barg,100° C,Pipe Weding | 848790 | 0 | NOS | 0 | 0 | RAW | 18 | 0 | YES | YES |  | NO |  | 10-APR-2025 11:09:59AM | [26 empty] | E1002 : Pradeep Sati
Piping and Fittings | Equal Elbow |  | PF135 | Equal Elbow,1/4",SS-304,Forged,0-10 Barg,100° C,Pipe Weding | 848790 | 0 | NOS | 0 | 0 | RAW | 18 | 0 | YES | YES |  | NO |  | 10-APR-2025 11:09:59AM | [26 empty] | E1002 : Pradeep Sati
Piping and Fittings | Equal Elbow |  | PF136 | Equal Elbow,1/2",SS-304,Forged,0-10 Barg,100° C,Pipe Weding | 848790 | 0 | NOS | 0 | 0 | RAW | 18 | 0 | YES | YES |  | NO |  | 10-APR-2025 11:09:59AM | [26 empty] | E1002 : Pradeep Sati
Piping and Fittings | Equal Elbow |  | PF137 | Equal Elbow,3/4",SS-304,Forged,0-10 Barg,100° C,Pipe Weding | 848790 | 0 | NOS | 0 | 0 | RAW | 18 | 0 | YES | YES |  | NO |  | 10-APR-2025 11:09:59AM | [26 empty] | E1002 : Pradeep Sati
Piping and Fittings | Equal Elbow |  | PF138 | Equal Elbow,1",SS-304,Forged,0-10 Barg,100° C,Pipe Weding | 848790 | 0 | NOS | 150 | 0 | RAW | 18 | 0 | YES | YES |  | NO |  | 10-APR-2025 11:09:59AM | [26 empty] | E1002 : Pradeep Sati | 11-OCT-2025 12:31:38PM | H1155 : Raushan Kumar
Piping and Fittings | Equal Elbow |  | PF139 | Equal Elbow,1.5",SS-304,Forged,0-10 Barg,100° C,Pipe Weding | 848790 | 0 | NOS | 250 | 0 | RAW | 18 | 0 | YES | YES |  | NO |  | 10-APR-2025 11:09:59AM | [26 empty] | E1002 : Pradeep Sati | 05-JUN-2025 5:03:30PM | E1002 : Pradeep Sati
Piping and Fittings | Hex Nipple |  | PF14 | Hex Nipple,3/4",MS,,0-10 Barg,100° C,Male-NPT | 7307 | 0 | NOS | 0 | 0 | RAW | 18 | 0 | YES | YES |  | NO |  | 10-APR-2025 11:09:58AM | [26 empty] | E1002 : Pradeep Sati
Piping and Fittings | Equal Elbow |  | PF140 | Equal Elbow,2",SS-304,Forged,0-10 Barg,100° C,Pipe Weding | 848790 | 0 | NOS | 350 | 0 | RAW | 18 | 0 | YES | YES |  | NO |  | 10-APR-2025 11:09:59AM | [26 empty] | E1002 : Pradeep Sati | 03-FEB-2026 4:11:00PM | H1155 : Raushan Kumar
Piping and Fittings | Equal Elbow |  | PF141 | Equal Elbow,2.5",SS-304,Forged,0-10 Barg,100° C,Pipe Weding | 848790 | 0 | NOS | 0 | 0 | RAW | 18 | 0 | YES | YES |  | NO |  | 10-APR-2025 11:09:59AM | [26 empty] | E1002 : Pradeep Sati
Piping and Fittings | Equal Elbow |  | PF142 | Equal Elbow,3",SS-304,Forged,0-10 Barg,100° C,Pipe Weding | 848790 | 0 | NOS | 520 | 0 | RAW | 18 | 0 | YES | YES |  | NO |  | 10-APR-2025 11:09:59AM | [26 empty] | E1002 : Pradeep Sati | 03-FEB-2026 4:11:00PM | H1155 : Raushan Kumar
Piping and Fittings | Pipe Connector |  | PF143 | Pipe Connector,1/2",Composite,Jindal,0-16 Barg, (-20°C to 60°C),BSPM X Pipe | 7307 | 0 | NOS | 0 | 0 | RAW | 18 | 0 | YES | YES |  | NO |  | 10-APR-2025 11:09:59AM | [26 empty] | E1002 : Pradeep Sati
Piping and Fittings | Pipe Connector |  | PF144 | Pipe Connector,3/4",Composite,Jindal,0-16 Barg, (-20°C to 60°C),BSPM X Pipe | 7307 | 0 | NOS | 118.3 | 0 | RAW | 18 | 0 | YES | YES |  | NO |  | 10-APR-2025 11:09:59AM | [26 empty] | E1002 : Pradeep Sati | 11-DEC-2025 2:57:56PM | H1155 : Raushan Kumar
Piping and Fittings | Pipe Connector |  | PF145 | Pipe Connector,1",Composite,Jindal,0-16 Barg, (-20°C to 60°C),BSPM X Pipe | 7307 | 21 | NOS | 359 | 0 | RAW | 18 | 0 | YES | YES |  | NO |  | 10-APR-2025 11:09:59AM | [26 empty] | E1002 : Pradeep Sati | 09-SEP-2026 2:37:18PM | H1155 : Raushan Kumar
Piping and Fittings | Pipe Connector |  | PF146 | Pipe Connector,1.25",Composite,Jindal,0-16 Barg, (-20°C to 60°C),BSPM X Pipe | 7307 | 0 | NOS | 0 | 0 | RAW | 18 | 0 | YES | YES |  | NO |  | 10-APR-2025 11:09:59AM | [26 empty] | E1002 : Pradeep Sati
Piping and Fittings | Pipe Connector |  | PF147 | Pipe Connector,1.5",Composite,Jindal,0-16 Barg, (-20°C to 60°C),BSPM X Pipe | 7307 | 21 | NOS | 440.3 | 0 | RAW | 18 | 0 | YES | YES |  | NO |  | 10-APR-2025 11:09:59AM | [26 empty] | E1002 : Pradeep Sati | 09-SEP-2026 2:37:18PM | H1155 : Raushan Kumar
Piping and Fittings | Pipe Connector |  | PF148 | Pipe Connector,2",Composite,Jindal,0-16 Barg, (-20°C to 60°C),BSPM X Pipe | 7307 | 19 | NOS | 699.6 | 0 | RAW | 18 | 0 | YES | YES |  | NO |  | 10-APR-2025 11:09:59AM | [26 empty] | E1002 : Pradeep Sati | 09-SEP-2026 2:37:18PM | H1155 : Raushan Kumar
Piping and Fittings | Socket |  | PF149 | Equal Socket,1/4",Brass,PBI,0-10 Barg,100° C,Female-PT | 7412 | 31 | NOS | 35 | 0 | RAW | 18 | 0 | YES | YES |  | NO |  | 10-APR-2025 11:09:59AM | [26 empty] | E1002 : Pradeep Sati | 18-JUL-2026 1:01:55PM | H1155 : Raushan Kumar
Piping and Fittings | Hex Nipple |  | PF15 | Hex Nipple,1",MS,,0-10 Barg,100° C,Male-NPT | 7307 | 0 | NOS | 0 | 0 | RAW | 18 | 0 | YES | YES |  | NO |  | 10-APR-2025 11:09:58AM | [26 empty] | E1002 : Pradeep Sati
Piping and Fittings | Socket |  | PF150 | Equal Socket,1/8",Brass,PBI,0-10 Barg,100° C,Female-PT | 7412 | 0 | NOS | 0 | 0 | RAW | 18 | 0 | YES | YES |  | NO |  | 10-APR-2025 11:09:59AM | [26 empty] | E1002 : Pradeep Sati
Piping and Fittings | Socket |  | PF151 | Equal Socket,3/8",Brass,PBI,0-10 Barg,100° C,Female-PT | 7412 | 0 | NOS | 0 | 0 | RAW | 18 | 0 | YES | YES |  | NO |  | 10-APR-2025 11:09:59AM | [26 empty] | E1002 : Pradeep Sati
Piping and Fittings | Socket |  | PF152 | Equal Socket,3/4",Brass,PBI,0-10 Barg,100° C,Female-PT | 7412 | 297 | NOS | 1 | 0 | RAW | 18 | 0 | YES | YES |  | NO |  | 10-APR-2025 11:09:59AM | [26 empty] | E1002 : Pradeep Sati | 09-JUN-2026 4:57:08PM | H1155 : Raushan Kumar
Piping and Fittings | Socket |  | PF153 | Equal Socket,1",Brass,PBI,0-10 Barg,100° C,Female-PT | 7412 | 68 | NOS | 242 | 0 | RAW | 18 | 0 | YES | YES |  | NO |  | 10-APR-2025 11:09:59AM | [26 empty] | E1002 : Pradeep Sati | 14-JUL-2026 10:12:23AM | H1155 : Raushan Kumar
Piping and Fittings | Socket |  | PF154 | Equal Socket,1/4",SS-304,Atam,0-10 Barg,100° C,Female-PT | 7412 | 0 | NOS | 107.5 | 0 | RAW | 18 | 0 | YES | YES |  | NO |  | 10-APR-2025 11:09:59AM | [26 empty] | E1002 : Pradeep Sati | 31-AUG-2026 12:59:26PM | H1155 : Raushan Kumar
Piping and Fittings | Socket |  | PF155 | Equal Socket,1/8",SS-304,Atam,0-10 Barg,100° C,Female-PT | 7412 | 0 | NOS | 0 | 0 | RAW | 18 | 0 | YES | YES |  | NO |  | 10-APR-2025 11:09:59AM | [26 empty] | E1002 : Pradeep Sati
Piping and Fittings | Socket |  | PF156 | Equal Socket,3/8",SS-304,Atam,0-10 Barg,100° C,Female-PT | 7412 | 0 | NOS | 0 | 0 | RAW | 18 | 0 | YES | YES |  | NO |  | 10-APR-2025 11:09:59AM | [26 empty] | E1002 : Pradeep Sati
Piping and Fittings | Socket |  | PF157 | Equal Socket,3/4",SS-304,Atam,0-10 Barg,100° C,Female-PT | 7412 | 8 | NOS | 146 | 0 | RAW | 18 | 0 | YES | YES |  | NO |  | 10-APR-2025 11:09:59AM | [26 empty] | E1002 : Pradeep Sati | 20-AUG-2026 2:47:53PM | H1155 : Raushan Kumar
Piping and Fittings | Socket |  | PF158 | Equal Socket,1",SS-304,Atam,0-10 Barg,100° C,Female-PT | 7412 | 182 | NOS | 0 | 0 | RAW | 18 | 0 | YES | YES |  | NO |  | 10-APR-2025 11:09:59AM | [26 empty] | E1002 : Pradeep Sati | 02-SEP-2026 1:36:42PM | H1155 : Raushan Kumar
Piping and Fittings | Socket |  | PF159 | Equal Socket,1.25",SS-304,Atam,0-10 Barg,100° C,Female-PT | 7412 | 0 | NOS | 0 | 0 | RAW | 18 | 0 | YES | YES |  | NO |  | 10-APR-2025 11:09:59AM | [26 empty] | E1002 : Pradeep Sati
Piping and Fittings | Hex Nipple |  | PF16 | Hex Nipple,1.25",MS,,0-10 Barg,100° C,Male-NPT | 7307 | 0 | NOS | 0 | 0 | RAW | 18 | 0 | YES | YES |  | NO |  | 10-APR-2025 11:09:58AM | [26 empty] | E1002 : Pradeep Sati
Piping and Fittings | Socket |  | PF160 | Equal Socket,1.5",SS-304,Atam,0-10 Barg,100° C,Female-PT | 7412 | 4 | NOS | 230 | 0 | RAW | 18 | 0 | YES | YES |  | NO |  | 10-APR-2025 11:09:59AM | [26 empty] | E1002 : Pradeep Sati | 18-JUL-2026 1:01:55PM | H1155 : Raushan Kumar
Piping and Fittings | Socket |  | PF161 | Equal Socket,2",SS-304,Atam,0-10 Barg,100° C,Female-PT | 7412 | 0 | NOS | 460 | 0 | RAW | 18 | 0 | YES | YES |  | NO |  | 10-APR-2025 11:09:59AM | [26 empty] | E1002 : Pradeep Sati | 20-AUG-2026 2:52:53PM | H1155 : Raushan Kumar
Piping and Fittings | Socket |  | PF162 | Equal Socket,2.5",SS-304,Atam,0-10 Barg,100° C,Female-PT | 7412 | 0 | NOS | 0 | 0 | RAW | 18 | 0 | YES | YES |  | NO |  | 10-APR-2025 11:09:59AM | [26 empty] | E1002 : Pradeep Sati
Piping and Fittings | Socket |  | PF163 | Equal Socket,3",SS-304,Atam,0-10 Barg,100° C,Female-PT | 7412 | 0 | NOS | 0 | 0 | RAW | 18 | 0 | YES | YES |  | NO |  | 10-APR-2025 11:09:59AM | [26 empty] | E1002 : Pradeep Sati
Piping and Fittings | Socket |  | PF164 | Equal Socket,1/4",MS,VS,0-10 Barg,100° C,Female-PT | 7412 | 3 | NOS | 40 | 0 | RAW | 18 | 0 | YES | YES |  | NO |  | 10-APR-2025 11:09:59AM | [26 empty] | E1002 : Pradeep Sati | 17-NOV-2025 5:52:26PM | E1002 : Pradeep Sati
Piping and Fittings | Socket |  | PF165 | Equal Socket,1/8",MS,VS,0-10 Barg,100° C,Female-PT | 7412 | 0 | NOS | 0 | 0 | RAW | 18 | 0 | YES | YES |  | NO |  | 10-APR-2025 11:09:59AM | [26 empty] | E1002 : Pradeep Sati
Piping and Fittings | Socket |  | PF166 | Equal Socket,3/8",MS,VS,0-10 Barg,100° C,Female-PT | 7412 | 0 | NOS | 0 | 0 | RAW | 18 | 0 | YES | YES |  | NO |  | 10-APR-2025 11:09:59AM | [26 empty] | E1002 : Pradeep Sati
Piping and Fittings | Socket |  | PF167 | Equal Socket,3/4",MS,VS,0-10 Barg,100° C,Female-PT | 7412 | 0 | NOS | 0 | 0 | RAW | 18 | 0 | YES | YES |  | NO |  | 10-APR-2025 11:09:59AM | [26 empty] | E1002 : Pradeep Sati | 05-JUN-2025 5:03:15PM | E1002 : Pradeep Sati
Piping and Fittings | Socket |  | PF168 | Equal Socket,1",MS,VS,0-10 Barg,100° C,Female-PT | 7412 | 11 | NOS | 55 | 0 | RAW | 18 | 0 | YES | YES |  | NO |  | 10-APR-2025 11:09:59AM | [26 empty] | E1002 : Pradeep Sati | 31-AUG-2026 3:24:19PM | H1155 : Raushan Kumar
Piping and Fittings | Socket |  | PF169 | Equal Socket,1.25",MS,VS,0-10 Barg,100° C,Female-PT | 7412 | 0 | NOS | 0 | 0 | RAW | 18 | 0 | YES | YES |  | NO |  | 10-APR-2025 11:10:00AM | [26 empty] | E1002 : Pradeep Sati
Piping and Fittings | Hex Nipple |  | PF17 | Hex Nipple,1.5",MS,,0-10 Barg,100° C,Male-NPT | 7307 | 0 | NOS | 0 | 0 | RAW | 18 | 0 | YES | YES |  | NO |  | 10-APR-2025 11:09:58AM | [26 empty] | E1002 : Pradeep Sati | 16-MAY-2025 2:13:28PM | E1002 : Pradeep Sati
Piping and Fittings | Socket |  | PF170 | Equal Socket,1.5",MS,VS,0-10 Barg,100° C,Female-PT | 7412 | 81 | NOS | 125 | 0 | RAW | 18 | 0 | YES | YES |  | NO |  | 10-APR-2025 11:10:00AM | [26 empty] | E1002 : Pradeep Sati | 28-JAN-2026 9:19:03AM | H1155 : Raushan Kumar
Piping and Fittings | Socket |  | PF171 | Equal Socket,2",MS,VS,0-10 Barg,100° C,Female-PT | 7412 | 87 | NOS | 145 | 0 | RAW | 18 | 0 | YES | YES |  | NO |  | 10-APR-2025 11:10:00AM | [26 empty] | E1002 : Pradeep Sati | 29-AUG-2026 2:45:04PM | H1155 : Raushan Kumar
Piping and Fittings | Socket |  | PF172 | Equal Socket,2.5",MS,VS,0-10 Barg,100° C,Female-PT | 7412 | 1 | NOS | 385 | 0 | RAW | 18 | 0 | YES | YES |  | NO |  | 10-APR-2025 11:10:00AM | [26 empty] | E1002 : Pradeep Sati | 31-AUG-2026 3:24:20PM | H1155 : Raushan Kumar
Piping and Fittings | Socket |  | PF173 | Equal Socket,3",MS,VS,0-10 Barg,100° C,Female-PT | 7412 | 2 | NOS | 350 | 0 | RAW | 18 | 0 | YES | YES |  | NO |  | 10-APR-2025 11:10:00AM | [26 empty] | E1002 : Pradeep Sati | 23-FEB-2026 2:41:56PM | H1155 : Raushan Kumar
Piping and Fittings | Socket |  | PF174 | Equal Socket,1/4",MS,Forged,0-10 Barg,100° C,Pipe Weding | 7412 | 0 | NOS | 0 | 0 | RAW | 18 | 0 | YES | YES |  | NO |  | 10-APR-2025 11:10:00AM | [26 empty] | E1002 : Pradeep Sati
Piping and Fittings | Socket |  | PF175 | Equal Socket,1/2",MS,Forged,0-10 Barg,100° C,Pipe Weding | 7412 | 0 | NOS | 0 | 0 | RAW | 18 | 0 | YES | YES |  | NO |  | 10-APR-2025 11:10:00AM | [26 empty] | E1002 : Pradeep Sati
Piping and Fittings | Socket |  | PF176 | Equal Socket,3/4",MS,Forged,0-10 Barg,100° C,Pipe Weding | 7412 | 2 | NOS | 0 | 0 | RAW | 18 | 0 | YES | YES |  | NO |  | 10-APR-2025 11:10:00AM | [26 empty] | E1002 : Pradeep Sati | 17-NOV-2025 5:52:26PM | E1002 : Pradeep Sati
Piping and Fittings | Socket |  | PF177 | Equal Socket,1",MS,Forged,0-10 Barg,100° C,Pipe Weding | 7412 | 0 | NOS | 0 | 0 | RAW | 18 | 0 | YES | YES |  | NO |  | 10-APR-2025 11:10:00AM | [26 empty] | E1002 : Pradeep Sati
Piping and Fittings | Socket |  | PF178 | Equal Socket,1.5",MS,Forged,0-10 Barg,100° C,Pipe Weding | 7412 | 0 | NOS | 0 | 0 | RAW | 18 | 0 | YES | YES |  | NO |  | 10-APR-2025 11:10:00AM | [26 empty] | E1002 : Pradeep Sati
Piping and Fittings | Socket |  | PF179 | Equal Socket,2",MS,Forged,0-10 Barg,100° C,Pipe Weding | 7412 | 0 | NOS | 0 | 0 | RAW | 18 | 0 | YES | YES |  | NO |  | 10-APR-2025 11:10:00AM | [26 empty] | E1002 : Pradeep Sati
Piping and Fittings | Hex Nipple |  | PF18 | Hex Nipple,2",MS,,0-10 Barg,100° C,Male-NPT | 7307 | 0 | NOS | 0 | 0 | RAW | 18 | 0 | YES | YES |  | NO |  | 10-APR-2025 11:09:58AM | [26 empty] | E1002 : Pradeep Sati
Piping and Fittings | Socket |  | PF180 | Equal Socket,2.5",MS,Forged,0-10 Barg,100° C,Pipe Weding | 7412 | 0 | NOS | 0 | 0 | RAW | 18 | 0 | YES | YES |  | NO |  | 10-APR-2025 11:10:00AM | [26 empty] | E1002 : Pradeep Sati
Piping and Fittings | Socket |  | PF181 | Equal Socket,3",MS,Forged,0-10 Barg,100° C,Pipe Weding | 7412 | 0 | NOS | 0 | 0 | RAW | 18 | 0 | YES | YES |  | NO |  | 10-APR-2025 11:10:00AM | [26 empty] | E1002 : Pradeep Sati
Piping and Fittings | Socket |  | PF182 | Equal Socket,1/4",SS-304,Forged,0-10 Barg,100° C,Pipe Weding | 7412 | 0 | NOS | 0 | 0 | RAW | 18 | 0 | YES | YES |  | NO |  | 10-APR-2025 11:10:00AM | [26 empty] | E1002 : Pradeep Sati
Piping and Fittings | Socket |  | PF183 | Equal Socket,1/2",SS-304,Forged,0-10 Barg,100° C,Pipe Weding | 7412 | 0 | NOS | 0 | 0 | RAW | 18 | 0 | YES | YES |  | NO |  | 10-APR-2025 11:10:00AM | [26 empty] | E1002 : Pradeep Sati
Piping and Fittings | Socket |  | PF184 | Equal Socket,3/4",SS-304,Forged,0-10 Barg,100° C,Pipe Weding | 7412 | 0 | NOS | 0 | 0 | RAW | 18 | 0 | YES | YES |  | NO |  | 10-APR-2025 11:10:00AM | [26 empty] | E1002 : Pradeep Sati
Piping and Fittings | Socket |  | PF185 | Equal Socket,1",SS-304,Forged,0-10 Barg,100° C,Pipe Weding | 7412 | 0 | NOS | 200 | 0 | RAW | 18 | 0 | YES | YES |  | NO |  | 10-APR-2025 11:10:00AM | [26 empty] | E1002 : Pradeep Sati
Piping and Fittings | Socket |  | PF186 | Equal Socket,1.5",SS-304,Forged,0-10 Barg,100° C,Pipe Weding | 7412 | 0 | NOS | 350 | 0 | RAW | 18 | 0 | YES | YES |  | NO |  | 10-APR-2025 11:10:00AM | [26 empty] | E1002 : Pradeep Sati | 11-OCT-2025 12:31:38PM | H1155 : Raushan Kumar
Piping and Fittings | Socket |  | PF187 | Equal Socket,2",SS-304,Forged,0-10 Barg,100° C,Pipe Weding | 7412 | 0 | NOS | 0 | 0 | RAW | 18 | 0 | YES | YES |  | NO |  | 10-APR-2025 11:10:00AM | [26 empty] | E1002 : Pradeep Sati
Piping and Fittings | Socket |  | PF188 | Equal Socket,2.5",SS-304,Forged,0-10 Barg,100° C,Pipe Weding | 7412 | 0 | NOS | 0 | 0 | RAW | 18 | 0 | YES | YES |  | NO |  | 10-APR-2025 11:10:00AM | [26 empty] | E1002 : Pradeep Sati
Piping and Fittings | Socket |  | PF189 | Equal Socket,3",SS-304,Forged,0-10 Barg,100° C,Pipe Weding | 7412 | 0 | NOS | 0 | 0 | RAW | 18 | 0 | YES | YES |  | NO |  | 10-APR-2025 11:10:00AM | [26 empty] | E1002 : Pradeep Sati
Piping and Fittings | Hex Nipple |  | PF19 | Hex Nipple,2.5",MS,,0-10 Barg,100° C,Male-NPT | 7307 | 0 | NOS | 0 | 0 | RAW | 18 | 0 | YES | YES |  | NO |  | 10-APR-2025 11:09:58AM | [26 empty] | E1002 : Pradeep Sati
Piping and Fittings | Hex Reducer |  | PF190 | Hex Reducer,3/8" X 1/4",Brass,PBI,0-10 Barg,100° C,PT | 7412 | 0 | NOS | 0 | 0 | RAW | 18 | 0 | YES | YES |  | NO |  | 10-APR-2025 11:10:00AM | [26 empty] | E1002 : Pradeep Sati
Piping and Fittings | Hex Reducer |  | PF191 | Hex Reducer,3/8" X 1/2",Brass,PBI,0-10 Barg,100° C,PT | 7412 | 0 | NOS | 0 | 0 | RAW | 18 | 0 | YES | YES |  | NO |  | 10-APR-2025 11:10:00AM | [26 empty] | E1002 : Pradeep Sati
Piping and Fittings | Hex Reducer |  | PF192 | Hex Reducer,3/8" X 3/4",Brass,PBI,0-10 Barg,100° C,PT | 7412 | 0 | NOS | 0 | 0 | RAW | 18 | 0 | YES | YES |  | NO |  | 10-APR-2025 11:10:00AM | [26 empty] | E1002 : Pradeep Sati
Piping and Fittings | Hex Reducer |  | PF193 | Hex Reducer,1/4" X 1/2",Brass,PBI,0-10 Barg,100° C,PT | 7412 | 23 | NOS | 77.5 | 0 | RAW | 18 | 0 | YES | YES |  | NO |  | 10-APR-2025 11:10:00AM | [26 empty] | E1002 : Pradeep Sati | 18-JUL-2026 1:01:55PM | H1155 : Raushan Kumar
Piping and Fittings | Hex Reducer |  | PF194 | Hex Reducer,1/4" X 3/4",Brass,PBI,0-10 Barg,100° C,PT | 7412 | 30 | NOS | 0 | 0 | RAW | 18 | 0 | YES | YES |  | NO |  | 10-APR-2025 11:10:00AM | [26 empty] | E1002 : Pradeep Sati | 05-DEC-2025 3:22:16PM | H1155 : Raushan Kumar
Piping and Fittings | Hex Reducer |  | PF195 | Hex Reducer,1/4" X 1",Brass,PBI,0-10 Barg,100° C,PT | 7412 | 158 | NOS | 0 | 0 | RAW | 18 | 0 | YES | YES |  | NO |  | 10-APR-2025 11:10:00AM | [26 empty] | E1002 : Pradeep Sati | 30-MAR-2026 2:53:35PM | H1155 : Raushan Kumar
Piping and Fittings | Hex Reducer |  | PF196 | Hex Reducer,1/2" X 3/4",Brass,PBI,0-10 Barg,100° C,PT | 7412 | 44 | NOS | 168 | 0 | RAW | 18 | 0 | YES | YES |  | NO |  | 10-APR-2025 11:10:00AM | [26 empty] | E1002 : Pradeep Sati | 18-JUL-2026 1:01:55PM | H1155 : Raushan Kumar
Piping and Fittings | Hex Reducer |  | PF197 | Hex Reducer,1/2" X 1",Brass,PBI,0-10 Barg,100° C,PT | 7412 | 397 | NOS | 1 | 0 | RAW | 18 | 0 | YES | YES |  | NO |  | 10-APR-2025 11:10:00AM | [26 empty] | E1002 : Pradeep Sati | 12-AUG-2026 11:57:43AM | H1155 : Raushan Kumar
Piping and Fittings | Hex Reducer |  | PF198 | Hex Reducer,1/2" X 1.25",Brass,PBI,0-10 Barg,100° C,PT | 7412 | 0 | NOS | 0 | 0 | RAW | 18 | 0 | YES | YES |  | NO |  | 10-APR-2025 11:10:00AM | [26 empty] | E1002 : Pradeep Sati
Piping and Fittings | Hex Reducer |  | PF199 | Hex Reducer,1/2" X 1.5",Brass,PBI,0-10 Barg,100° C,PT | 7412 | 0 | NOS | 0 | 0 | RAW | 18 | 0 | YES | YES |  | NO |  | 10-APR-2025 11:10:00AM | [26 empty] | E1002 : Pradeep Sati
Piping and Fittings | Hex Nipple |  | PF2 | Hex Nipple,1/8",Brass,PBI,0-10 Barg,100° C,Male-PT | 7307 | 2 | NOS | 25 | 0 | RAW | 18 | 0 | YES | YES |  | NO |  | 10-APR-2025 11:09:58AM | [26 empty] | E1002 : Pradeep Sati | 05-JUN-2026 2:52:09PM | H1155 : Raushan Kumar
Piping and Fittings | Hex Nipple |  | PF20 | Hex Nipple,3",MS,,0-10 Barg,100° C,Male-NPT | 7307 | 0 | NOS | 480 | 0 | RAW | 18 | 0 | YES | YES |  | NO |  | 10-APR-2025 11:09:58AM | [26 empty] | E1002 : Pradeep Sati
Piping and Fittings | Hex Reducer |  | PF200 | Hex Reducer,3/4" X 1",Brass,PBI,0-10 Barg,100° C,PT | 7412 | 106 | NOS | 0 | 0 | RAW | 18 | 0 | YES | YES |  | NO |  | 10-APR-2025 11:10:00AM | [26 empty] | E1002 : Pradeep Sati | 18-JUL-2026 1:01:55PM | H1155 : Raushan Kumar
Piping and Fittings | Hex Reducer |  | PF201 | Hex Reducer,3/4" X 1.25",Brass,PBI,0-10 Barg,100° C,PT | 7412 | 0 | NOS | 0 | 0 | RAW | 18 | 0 | YES | YES |  | NO |  | 10-APR-2025 11:10:00AM | [26 empty] | E1002 : Pradeep Sati
Piping and Fittings | Hex Reducer |  | PF202 | Hex Reducer,3/4" X 1.5",Brass,PBI,0-10 Barg,100° C,PT | 7412 | 0 | NOS | 0 | 0 | RAW | 18 | 0 | YES | YES |  | NO |  | 10-APR-2025 11:10:00AM | [26 empty] | E1002 : Pradeep Sati
Piping and Fittings | Hex Reducer |  | PF203 | Hex Reducer,1" X 1.25",Brass,PBI,0-10 Barg,100° C,PT | 7412 | 15 | NOS | 0 | 0 | RAW | 18 | 0 | YES | YES |  | NO |  | 10-APR-2025 11:10:00AM | [26 empty] | E1002 : Pradeep Sati | 17-NOV-2025 5:52:27PM | E1002 : Pradeep Sati
Piping and Fittings | Hex Reducer |  | PF204 | Hex Reducer,1" X 1.5",Brass,PBI,0-10 Barg,100° C,PT | 7412 | 138 | NOS | 1 | 0 | RAW | 18 | 0 | YES | YES |  | NO |  | 10-APR-2025 11:10:00AM | [26 empty] | E1002 : Pradeep Sati | 18-JUL-2026 1:01:55PM | H1155 : Raushan Kumar
Piping and Fittings | Hex Reducer |  | PF205 | Hex Reducer,1" X 2",Brass,PBI,0-10 Barg,100° C,PT | 7412 | 110 | NOS | 0 | 0 | RAW | 18 | 0 | YES | YES |  | NO |  | 10-APR-2025 11:10:00AM | [26 empty] | E1002 : Pradeep Sati | 05-MAR-2026 4:03:57PM | H1155 : Raushan Kumar
Piping and Fittings | Hex Reducer |  | PF206 | Hex Reducer,1.5" X 1.25",Brass,PBI,0-10 Barg,100° C,PT | 7412 | 27 | NOS | 0 | 0 | RAW | 18 | 0 | YES | YES |  | NO |  | 10-APR-2025 11:10:00AM | [26 empty] | E1002 : Pradeep Sati | 05-DEC-2025 3:22:16PM | H1155 : Raushan Kumar
Piping and Fittings | Hex Reducer |  | PF207 | Hex Reducer,1.5" X 2",Brass,PBI,0-10 Barg,100° C,PT | 7412 | 202 | NOS | 0 | 0 | RAW | 18 | 0 | YES | YES |  | NO |  | 10-APR-2025 11:10:00AM | [26 empty] | E1002 : Pradeep Sati | 29-AUG-2026 3:04:14PM | H1155 : Raushan Kumar
Piping and Fittings | Hex Reducer |  | PF208 | Hex Reducer,1.5" X 2.5",Brass,PBI,0-10 Barg,100° C,PT | 7412 | 0 | NOS | 0 | 0 | RAW | 18 | 0 | YES | YES |  | NO |  | 10-APR-2025 11:10:00AM | [26 empty] | E1002 : Pradeep Sati
Piping and Fittings | Hex Reducer |  | PF209 | Hex Reducer,2" X 2.5",Brass,PBI,0-10 Barg,100° C,PT | 7412 | 0 | NOS | 0 | 0 | RAW | 18 | 0 | YES | YES |  | NO |  | 10-APR-2025 11:10:00AM | [26 empty] | E1002 : Pradeep Sati
Piping and Fittings | Hex Nipple |  | PF21 | Hex Nipple,1/4",SS-304,Atam,0-10 Barg,100° C,Male-NPT | 7307 | 0 | NOS | 67.5 | 0 | RAW | 18 | 0 | YES | YES |  | NO |  | 10-APR-2025 11:09:58AM | [26 empty] | E1002 : Pradeep Sati | 01-SEP-2026 3:45:58PM | H1155 : Raushan Kumar
Piping and Fittings | Hex Reducer |  | PF210 | Hex Reducer,3/8" X 1/4",MS,,0-10 Barg,100° C,Male-NPT | 7412 | 0 | NOS | 0 | 0 | RAW | 18 | 0 | YES | YES |  | NO |  | 10-APR-2025 11:10:00AM | [26 empty] | E1002 : Pradeep Sati
Piping and Fittings | Hex Reducer |  | PF211 | Hex Reducer,3/8" X 1/2",MS,,0-10 Barg,100° C,Male-NPT | 7412 | 0 | NOS | 0 | 0 | RAW | 18 | 0 | YES | YES |  | NO |  | 10-APR-2025 11:10:00AM | [26 empty] | E1002 : Pradeep Sati
Piping and Fittings | Hex Reducer |  | PF212 | Hex Reducer,3/8" X 3/4",MS,,0-10 Barg,100° C,Male-NPT | 7412 | 0 | NOS | 0 | 0 | RAW | 18 | 0 | YES | YES |  | NO |  | 10-APR-2025 11:10:00AM | [26 empty] | E1002 : Pradeep Sati
Piping and Fittings | Hex Reducer |  | PF213 | Hex Reducer,1/4" X 1/2",MS,,0-10 Barg,100° C,Male-NPT | 7412 | 0 | NOS | 0 | 0 | RAW | 18 | 0 | YES | YES |  | NO |  | 10-APR-2025 11:10:00AM | [26 empty] | E1002 : Pradeep Sati
Piping and Fittings | Hex Reducer |  | PF214 | Hex Reducer,1/4" X 3/4",MS,,0-10 Barg,100° C,Male-NPT | 7412 | 0 | NOS | 0 | 0 | RAW | 18 | 0 | YES | YES |  | NO |  | 10-APR-2025 11:10:00AM | [26 empty] | E1002 : Pradeep Sati
Piping and Fittings | Hex Reducer |  | PF215 | Hex Reducer,1/4" X 1",MS,,0-10 Barg,100° C,Male-NPT | 7412 | 0 | NOS | 0 | 0 | RAW | 18 | 0 | YES | YES |  | NO |  | 10-APR-2025 11:10:00AM | [26 empty] | E1002 : Pradeep Sati
Piping and Fittings | Hex Reducer |  | PF216 | Hex Reducer,1/2" X 3/4",MS,,0-10 Barg,100° C,Male-NPT | 7412 | 0 | NOS | 120 | 0 | RAW | 18 | 0 | YES | YES |  | NO |  | 10-APR-2025 11:10:00AM | [26 empty] | E1002 : Pradeep Sati | 11-OCT-2025 12:31:38PM | H1155 : Raushan Kumar
Piping and Fittings | Hex Reducer |  | PF217 | Hex Reducer,1/2" X 1",MS,,0-10 Barg,100° C,Male-NPT | 7412 | 0 | NOS | 0 | 0 | RAW | 18 | 0 | YES | YES |  | NO |  | 10-APR-2025 11:10:00AM | [26 empty] | E1002 : Pradeep Sati
Piping and Fittings | Hex Reducer |  | PF218 | Hex Reducer,1/2" X 1.25",MS,,0-10 Barg,100° C,Male-NPT | 7412 | 0 | NOS | 0 | 0 | RAW | 18 | 0 | YES | YES |  | NO |  | 10-APR-2025 11:10:00AM | [26 empty] | E1002 : Pradeep Sati
Piping and Fittings | Hex Reducer |  | PF219 | Hex Reducer,1/2" X 1.5",MS,,0-10 Barg,100° C,Male-NPT | 7412 | 0 | NOS | 0 | 0 | RAW | 18 | 0 | YES | YES |  | NO |  | 10-APR-2025 11:10:00AM | [26 empty] | E1002 : Pradeep Sati
Piping and Fittings | Hex Nipple |  | PF22 | Hex Nipple,1/8",SS-304,Atam,0-10 Barg,100° C,Male-NPT | 7307 | 0 | NOS | 0 | 0 | RAW | 18 | 0 | YES | YES |  | NO |  | 10-APR-2025 11:09:58AM | [26 empty] | E1002 : Pradeep Sati
Piping and Fittings | Hex Reducer |  | PF220 | Hex Reducer,3/4" X 1",MS,,0-10 Barg,100° C,Male-NPT | 7412 | 0 | NOS | 0 | 0 | RAW | 18 | 0 | YES | YES |  | NO |  | 10-APR-2025 11:10:00AM | [26 empty] | E1002 : Pradeep Sati
Piping and Fittings | Hex Reducer |  | PF221 | Hex Reducer,3/4" X 1.25",MS,,0-10 Barg,100° C,Male-NPT | 7412 | 0 | NOS | 0 | 0 | RAW | 18 | 0 | YES | YES |  | NO |  | 10-APR-2025 11:10:00AM | [26 empty] | E1002 : Pradeep Sati
Piping and Fittings | Hex Reducer |  | PF222 | Hex Reducer,3/4" X 1.5",MS,,0-10 Barg,100° C,Male-NPT | 7412 | 0 | NOS | 0 | 0 | RAW | 18 | 0 | YES | YES |  | NO |  | 10-APR-2025 11:10:00AM | [26 empty] | E1002 : Pradeep Sati
Piping and Fittings | Hex Reducer |  | PF223 | Hex Reducer,1" X 1.25",MS,,0-10 Barg,100° C,Male-NPT | 7412 | 0 | NOS | 0 | 0 | RAW | 18 | 0 | YES | YES |  | NO |  | 10-APR-2025 11:10:00AM | [26 empty] | E1002 : Pradeep Sati
Piping and Fittings | Hex Reducer |  | PF224 | Hex Reducer,1" X 1.5",MS,,0-10 Barg,100° C,Male-NPT | 7412 | 0 | NOS | 0 | 0 | RAW | 18 | 0 | YES | YES |  | NO |  | 10-APR-2025 11:10:00AM | [26 empty] | E1002 : Pradeep Sati
Piping and Fittings | Hex Reducer |  | PF225 | Hex Reducer,1" X 2",MS,,0-10 Barg,100° C,Male-NPT | 7412 | 0 | NOS | 0 | 0 | RAW | 18 | 0 | YES | YES |  | NO |  | 10-APR-2025 11:10:00AM | [26 empty] | E1002 : Pradeep Sati
Piping and Fittings | Hex Reducer |  | PF226 | Hex Reducer,1.5" X 1.25",MS,,0-10 Barg,100° C,Male-NPT | 7412 | 0 | NOS | 0 | 0 | RAW | 18 | 0 | YES | YES |  | NO |  | 10-APR-2025 11:10:00AM | [26 empty] | E1002 : Pradeep Sati
Piping and Fittings | Hex Reducer |  | PF227 | Hex Reducer,1.5" X 2",MS,,0-10 Barg,100° C,Male-NPT | 7412 | 0 | NOS | 0 | 0 | RAW | 18 | 0 | YES | YES |  | NO |  | 10-APR-2025 11:10:00AM | [26 empty] | E1002 : Pradeep Sati
Piping and Fittings | Hex Reducer |  | PF228 | Hex Reducer,1.5" X 2.5",MS,,0-10 Barg,100° C,Male-NPT | 7412 | 0 | NOS | 0 | 0 | RAW | 18 | 0 | YES | YES |  | NO |  | 10-APR-2025 11:10:00AM | [26 empty] | E1002 : Pradeep Sati
Piping and Fittings | Hex Reducer |  | PF229 | Hex Reducer,2" X 2.5",MS,,0-10 Barg,100° C,Male-NPT | 7412 | 0 | NOS | 0 | 0 | RAW | 18 | 0 | YES | YES |  | NO |  | 10-APR-2025 11:10:00AM | [26 empty] | E1002 : Pradeep Sati
Piping and Fittings | Hex Nipple |  | PF23 | Hex Nipple,3/8",SS-304,Atam,0-10 Barg,100° C,Male-NPT | 7307 | 0 | NOS | 0 | 0 | RAW | 18 | 0 | YES | YES |  | NO |  | 10-APR-2025 11:09:59AM | [26 empty] | E1002 : Pradeep Sati
Piping and Fittings | Hex Reducer |  | PF230 | Hex Reducer,3/8" X 1/4",SS-304,Atam,0-10 Barg,100° C,Male-NPT | 7412 | 0 | NOS | 0 | 0 | RAW | 18 | 0 | YES | YES |  | NO |  | 10-APR-2025 11:10:00AM | [26 empty] | E1002 : Pradeep Sati
Piping and Fittings | Hex Reducer |  | PF231 | Hex Reducer,3/8" X 1/2",SS-304,Atam,0-10 Barg,100° C,Male-NPT | 7412 | 0 | NOS | 240 | 0 | RAW | 18 | 0 | YES | YES |  | NO |  | 10-APR-2025 11:10:00AM | [26 empty] | E1002 : Pradeep Sati | 15-JAN-2026 2:08:01PM | H1155 : Raushan Kumar
Piping and Fittings | Hex Reducer |  | PF232 | Hex Reducer,3/8" X 3/4",SS-304,Atam,0-10 Barg,100° C,Male-NPT | 7412 | 0 | NOS | 0 | 0 | RAW | 18 | 0 | YES | YES |  | NO |  | 10-APR-2025 11:10:00AM | [26 empty] | E1002 : Pradeep Sati
Piping and Fittings | Hex Reducer |  | PF233 | Hex Reducer,1/4" X 1/2",SS-304,Atam,0-10 Barg,100° C,Male-NPT | 7412 | 0 | NOS | 219 | 0 | RAW | 18 | 0 | YES | YES |  | NO |  | 10-APR-2025 11:10:00AM | [26 empty] | E1002 : Pradeep Sati | 01-SEP-2026 3:45:58PM | H1155 : Raushan Kumar
Piping and Fittings | Hex Reducer |  | PF234 | Hex Reducer,1/4" X 3/4",SS-304,Atam,0-10 Barg,100° C,Male-NPT | 7412 | 0 | NOS | 0 | 0 | RAW | 18 | 0 | YES | YES |  | NO |  | 10-APR-2025 11:10:00AM | [26 empty] | E1002 : Pradeep Sati
Piping and Fittings | Hex Reducer |  | PF235 | Hex Reducer,1/4" X 1",SS-304,Atam,0-10 Barg,100° C,Male-NPT | 7412 | 6 | NOS | 186 | 0 | RAW | 18 | 0 | YES | YES |  | NO |  | 10-APR-2025 11:10:00AM | [26 empty] | E1002 : Pradeep Sati | 21-JUL-2026 9:28:53AM | H1155 : Raushan Kumar
Piping and Fittings | Hex Reducer |  | PF236 | Hex Reducer,1/2" X 3/4",SS-304,Atam,0-10 Barg,100° C,Male-NPT | 7412 | 7 | NOS | 120 | 0 | RAW | 18 | 0 | YES | YES |  | NO |  | 10-APR-2025 11:10:00AM | [26 empty] | E1002 : Pradeep Sati | 20-AUG-2026 2:47:53PM | H1155 : Raushan Kumar
Piping and Fittings | Hex Reducer |  | PF237 | Hex Reducer,1/2" X 1",SS-304,Atam,0-10 Barg,100° C,Male-NPT | 7412 | 1 | NOS | 647 | 0 | RAW | 18 | 0 | YES | YES |  | NO |  | 10-APR-2025 11:10:00AM | [26 empty] | E1002 : Pradeep Sati | 02-SEP-2026 1:36:42PM | H1155 : Raushan Kumar
Piping and Fittings | Hex Reducer |  | PF238 | Hex Reducer,1/2" X 1.25",SS-304,Atam,0-10 Barg,100° C,Male-NPT | 7412 | 0 | NOS | 0 | 0 | RAW | 18 | 0 | YES | YES |  | NO |  | 10-APR-2025 11:10:00AM | [26 empty] | E1002 : Pradeep Sati
Piping and Fittings | Hex Reducer |  | PF239 | Hex Reducer,1/2" X 1.5",SS-304,Atam,0-10 Barg,100° C,Male-NPT | 7412 | 2 | NOS | 352 | 0 | RAW | 18 | 0 | YES | YES |  | NO |  | 10-APR-2025 11:10:00AM | [26 empty] | E1002 : Pradeep Sati | 17-AUG-2026 3:14:23PM | H1155 : Raushan Kumar
Piping and Fittings | Hex Nipple |  | PF24 | Hex Nipple,3/4",SS-304,Atam,0-10 Barg,100° C,Male-NPT | 7307 | 0 | NOS | 360 | 0 | RAW | 18 | 0 | YES | YES |  | NO |  | 10-APR-2025 11:09:59AM | [26 empty] | E1002 : Pradeep Sati | 16-JUL-2025 3:38:55PM | H1155 : Raushan Kumar
Piping and Fittings | Hex Reducer |  | PF240 | Hex Reducer,3/4" X 1",SS-304,Atam,0-10 Barg,100° C,Male-NPT | 7412 | 19 | NOS | 0 | 0 | RAW | 18 | 0 | YES | YES |  | NO |  | 10-APR-2025 11:10:00AM | [26 empty] | E1002 : Pradeep Sati | 17-NOV-2025 5:52:27PM | E1002 : Pradeep Sati
Piping and Fittings | Hex Reducer |  | PF241 | Hex Reducer,3/4" X 1.25",SS-304,Atam,0-10 Barg,100° C,Male-NPT | 7412 | 0 | NOS | 0 | 0 | RAW | 18 | 0 | YES | YES |  | NO |  | 10-APR-2025 11:10:00AM | [26 empty] | E1002 : Pradeep Sati
Piping and Fittings | Hex Reducer |  | PF242 | Hex Reducer,3/4" X 1.5",SS-304,Atam,0-10 Barg,100° C,Male-NPT | 7412 | 0 | NOS | 950 | 0 | RAW | 18 | 0 | YES | YES |  | NO |  | 10-APR-2025 11:10:00AM | [26 empty] | E1002 : Pradeep Sati | 23-SEP-2025 12:17:22PM | H1155 : Raushan Kumar
Piping and Fittings | Hex Reducer |  | PF243 | Hex Reducer,1" X 1.25",SS-304,Atam,0-10 Barg,100° C,Male-NPT | 7412 | 0 | NOS | 0 | 0 | RAW | 18 | 0 | YES | YES |  | NO |  | 10-APR-2025 11:10:00AM | [26 empty] | E1002 : Pradeep Sati
Piping and Fittings | Hex Reducer |  | PF244 | Hex Reducer,1" X 1.5",SS-304,Atam,0-10 Barg,100° C,Male-NPT | 7412 | 0 | NOS | 260 | 0 | RAW | 18 | 0 | YES | YES |  | NO |  | 10-APR-2025 11:10:00AM | [26 empty] | E1002 : Pradeep Sati | 01-SEP-2026 3:45:58PM | H1155 : Raushan Kumar
Piping and Fittings | Hex Reducer |  | PF245 | Hex Reducer,1" X 2",SS-304,Atam,0-10 Barg,100° C,Male-NPT | 7412 | 5 | NOS | 535 | 0 | RAW | 18 | 0 | YES | YES |  | NO |  | 10-APR-2025 11:10:00AM | [26 empty] | E1002 : Pradeep Sati | 28-JUL-2026 4:37:20PM | H1155 : Raushan Kumar
Piping and Fittings | Hex Reducer |  | PF246 | Hex Reducer,1.5" X 1.25",SS-304,Atam,0-10 Barg,100° C,Male-NPT | 7412 | 4 | NOS | 352 | 0 | RAW | 18 | 0 | YES | YES |  | NO |  | 10-APR-2025 11:10:00AM | [26 empty] | E1002 : Pradeep Sati | 12-AUG-2026 2:01:40PM | H1155 : Raushan Kumar
Piping and Fittings | Hex Reducer |  | PF247 | Hex Reducer,1.5" X 2",SS-304,Atam,0-10 Barg,100° C,Male-NPT | 7412 | 116 | NOS | 0 | 0 | RAW | 18 | 0 | YES | YES |  | NO |  | 10-APR-2025 11:10:00AM | [26 empty] | E1002 : Pradeep Sati | 11-AUG-2026 11:07:18AM | H1155 : Raushan Kumar
Piping and Fittings | Hex Reducer |  | PF248 | Hex Reducer,1.5" X 2.5",SS-304,Atam,0-10 Barg,100° C,Male-NPT | 7412 | 7 | NOS | 922 | 0 | RAW | 18 | 0 | YES | YES |  | NO |  | 10-APR-2025 11:10:00AM | [26 empty] | E1002 : Pradeep Sati | 28-JUL-2026 4:37:20PM | H1155 : Raushan Kumar
Piping and Fittings | Hex Reducer |  | PF249 | Hex Reducer,2" X 2.5",SS-304,Atam,0-10 Barg,100° C,Male-NPT | 7412 | 3 | NOS | 922 | 0 | RAW | 18 | 0 | YES | YES |  | NO |  | 10-APR-2025 11:10:00AM | [26 empty] | E1002 : Pradeep Sati | 11-AUG-2026 12:27:54PM | H1155 : Raushan Kumar
Piping and Fittings | Hex Nipple |  | PF25 | Hex Nipple,1",SS-304,Atam,0-10 Barg,100° C,Male-NPT | 7307 | 0 | NOS | 145.8 | 0 | RAW | 18 | 0 | YES | YES |  | NO |  | 10-APR-2025 11:09:59AM | [26 empty] | E1002 : Pradeep Sati | 07-SEP-2026 3:37:08PM | H1155 : Raushan Kumar
Piping and Fittings | Hex Reducer |  | PF250 | Hex Reducer,3/8" X 1/4",SS-316,Atam,0-10 Barg,100° C,Male-NPT | 7412 | 0 | NOS | 0 | 0 | RAW | 18 | 0 | YES | YES |  | NO |  | 10-APR-2025 11:10:00AM | [26 empty] | E1002 : Pradeep Sati
Piping and Fittings | Hex Reducer |  | PF251 | Hex Reducer,3/8" X 1/2",SS-316,Atam,0-10 Barg,100° C,Male-NPT | 7412 | 0 | NOS | 0 | 0 | RAW | 18 | 0 | YES | YES |  | NO |  | 10-APR-2025 11:10:00AM | [26 empty] | E1002 : Pradeep Sati
Piping and Fittings | Hex Reducer |  | PF252 | Hex Reducer,3/8" X 3/4",SS-316,Atam,0-10 Barg,100° C,Male-NPT | 7412 | 0 | NOS | 0 | 0 | RAW | 18 | 0 | YES | YES |  | NO |  | 10-APR-2025 11:10:00AM | [26 empty] | E1002 : Pradeep Sati
Piping and Fittings | Hex Reducer |  | PF253 | Hex Reducer,1/4" X 1/2",SS-316,Atam,0-10 Barg,100° C,Male-NPT | 7412 | 0 | NOS | 0 | 0 | RAW | 18 | 0 | YES | YES |  | NO |  | 10-APR-2025 11:10:00AM | [26 empty] | E1002 : Pradeep Sati
Piping and Fittings | Hex Reducer |  | PF254 | Hex Reducer,1/4" X 3/4",SS-316,Atam,0-10 Barg,100° C,Male-NPT | 7412 | 0 | NOS | 0 | 0 | RAW | 18 | 0 | YES | YES |  | NO |  | 10-APR-2025 11:10:00AM | [26 empty] | E1002 : Pradeep Sati
Piping and Fittings | Hex Reducer |  | PF255 | Hex Reducer,1/4" X 1",SS-316,Atam,0-10 Barg,100° C,Male-NPT | 7412 | 0 | NOS | 0 | 0 | RAW | 18 | 0 | YES | YES |  | NO |  | 10-APR-2025 11:10:00AM | [26 empty] | E1002 : Pradeep Sati
Piping and Fittings | Hex Reducer |  | PF256 | Hex Reducer,1/2" X 3/4",SS-316,Atam,0-10 Barg,100° C,Male-NPT | 7412 | 0 | NOS | 0 | 0 | RAW | 18 | 0 | YES | YES |  | NO |  | 10-APR-2025 11:10:00AM | [26 empty] | E1002 : Pradeep Sati
Piping and Fittings | Hex Reducer |  | PF257 | Hex Reducer,1/2" X 1",SS-316,Atam,0-10 Barg,100° C,Male-NPT | 7412 | 0 | NOS | 0 | 0 | RAW | 18 | 0 | YES | YES |  | NO |  | 10-APR-2025 11:10:00AM | [26 empty] | E1002 : Pradeep Sati
Piping and Fittings | Hex Reducer |  | PF258 | Hex Reducer,1/2" X 1.25",SS-316,Atam,0-10 Barg,100° C,Male-NPT | 7412 | 0 | NOS | 0 | 0 | RAW | 18 | 0 | YES | YES |  | NO |  | 10-APR-2025 11:10:00AM | [26 empty] | E1002 : Pradeep Sati
Piping and Fittings | Hex Reducer |  | PF259 | Hex Reducer,1/2" X 1.5",SS-316,Atam,0-10 Barg,100° C,Male-NPT | 7412 | 0 | NOS | 0 | 0 | RAW | 18 | 0 | YES | YES |  | NO |  | 10-APR-2025 11:10:00AM | [26 empty] | E1002 : Pradeep Sati
Piping and Fittings | Hex Nipple |  | PF26 | Hex Nipple,1.25",SS-304,Atam,0-10 Barg,100° C,Male-NPT | 7307 | 0 | NOS | 0 | 0 | RAW | 18 | 0 | YES | YES |  | NO |  | 10-APR-2025 11:09:59AM | [26 empty] | E1002 : Pradeep Sati
Piping and Fittings | Hex Reducer |  | PF260 | Hex Reducer,3/4" X 1",SS-316,Atam,0-10 Barg,100° C,Male-NPT | 7412 | 0 | NOS | 0 | 0 | RAW | 18 | 0 | YES | YES |  | NO |  | 10-APR-2025 11:10:00AM | [26 empty] | E1002 : Pradeep Sati
Piping and Fittings | Hex Reducer |  | PF261 | Hex Reducer,3/4" X 1.25",SS-316,Atam,0-10 Barg,100° C,Male-NPT | 7412 | 0 | NOS | 0 | 0 | RAW | 18 | 0 | YES | YES |  | NO |  | 10-APR-2025 11:10:00AM | [26 empty] | E1002 : Pradeep Sati
Piping and Fittings | Hex Reducer |  | PF262 | Hex Reducer,3/4" X 1.5",SS-316,Atam,0-10 Barg,100° C,Male-NPT | 7412 | 0 | NOS | 0 | 0 | RAW | 18 | 0 | YES | YES |  | NO |  | 10-APR-2025 11:10:00AM | [26 empty] | E1002 : Pradeep Sati
Piping and Fittings | Hex Reducer |  | PF263 | Hex Reducer,1" X 1.25",SS-316,Atam,0-10 Barg,100° C,Male-NPT | 7412 | 0 | NOS | 0 | 0 | RAW | 18 | 0 | YES | YES |  | NO |  | 10-APR-2025 11:10:00AM | [26 empty] | E1002 : Pradeep Sati
Piping and Fittings | Hex Reducer |  | PF264 | Hex Reducer,1" X 1.5",SS-316,Atam,0-10 Barg,100° C,Male-NPT | 7412 | 0 | NOS | 0 | 0 | RAW | 18 | 0 | YES | YES |  | NO |  | 10-APR-2025 11:10:00AM | [26 empty] | E1002 : Pradeep Sati
Piping and Fittings | Hex Reducer |  | PF265 | Hex Reducer,1" X 2",SS-316,Atam,0-10 Barg,100° C,Male-NPT | 7412 | 0 | NOS | 0 | 0 | RAW | 18 | 0 | YES | YES |  | NO |  | 10-APR-2025 11:10:00AM | [26 empty] | E1002 : Pradeep Sati
Piping and Fittings | Hex Reducer |  | PF266 | Hex Reducer,1.5" X 1.25",SS-316,Atam,0-10 Barg,100° C,Male-NPT | 7412 | 0 | NOS | 0 | 0 | RAW | 18 | 0 | YES | YES |  | NO |  | 10-APR-2025 11:10:00AM | [26 empty] | E1002 : Pradeep Sati
Piping and Fittings | Hex Reducer |  | PF267 | Hex Reducer,1.5" X 2",SS-316,Atam,0-10 Barg,100° C,Male-NPT | 7412 | 0 | NOS | 0 | 0 | RAW | 18 | 0 | YES | YES |  | NO |  | 10-APR-2025 11:10:00AM | [26 empty] | E1002 : Pradeep Sati
Piping and Fittings | Hex Reducer |  | PF268 | Hex Reducer,1.5" X 2.5",SS-316,Atam,0-10 Barg,100° C,Male-NPT | 7412 | 0 | NOS | 0 | 0 | RAW | 18 | 0 | YES | YES |  | NO |  | 10-APR-2025 11:10:00AM | [26 empty] | E1002 : Pradeep Sati
Piping and Fittings | Hex Reducer |  | PF269 | Hex Reducer,2" X 2.5",SS-316,Atam,0-10 Barg,100° C,Male-NPT | 7412 | 0 | NOS | 0 | 0 | RAW | 18 | 0 | YES | YES |  | NO |  | 10-APR-2025 11:10:00AM | [26 empty] | E1002 : Pradeep Sati
Piping and Fittings | Hex Nipple |  | PF27 | Hex Nipple,1.5",SS-304,Atam,0-10 Barg,100° C,Male-NPT | 7307 | 393 | NOS | 0 | 0 | RAW | 18 | 0 | YES | YES |  | NO |  | 10-APR-2025 11:09:59AM | [26 empty] | E1002 : Pradeep Sati | 12-AUG-2026 11:57:43AM | H1155 : Raushan Kumar
Piping and Fittings | Hex Reducer |  | PF270 | Hex Reducer,3/8" X 1/4",CS,,0-10 Barg,100° C,Male-PT | 7412 | 0 | NOS | 0 | 0 | RAW | 18 | 0 | YES | YES |  | NO |  | 10-APR-2025 11:10:00AM | [26 empty] | E1002 : Pradeep Sati
Piping and Fittings | Hex Reducer |  | PF271 | Hex Reducer,3/8" X 1/2",CS,,0-10 Barg,100° C,Male-PT | 7412 | 0 | NOS | 0 | 0 | RAW | 18 | 0 | YES | YES |  | NO |  | 10-APR-2025 11:10:00AM | [26 empty] | E1002 : Pradeep Sati
Piping and Fittings | Hex Reducer |  | PF272 | Hex Reducer,3/8" X 3/4",CS,,0-10 Barg,100° C,Male-PT | 7412 | 0 | NOS | 0 | 0 | RAW | 18 | 0 | YES | YES |  | NO |  | 10-APR-2025 11:10:00AM | [26 empty] | E1002 : Pradeep Sati
Piping and Fittings | Hex Reducer |  | PF273 | Hex Reducer,1/4" X 1/2",CS,,0-10 Barg,100° C,Male-PT | 7412 | 0 | NOS | 0 | 0 | RAW | 18 | 0 | YES | YES |  | NO |  | 10-APR-2025 11:10:00AM | [26 empty] | E1002 : Pradeep Sati
Piping and Fittings | Hex Reducer |  | PF274 | Hex Reducer,1/4" X 3/4",CS,,0-10 Barg,100° C,Male-PT | 7412 | 0 | NOS | 0 | 0 | RAW | 18 | 0 | YES | YES |  | NO |  | 10-APR-2025 11:10:00AM | [26 empty] | E1002 : Pradeep Sati
Piping and Fittings | Hex Reducer |  | PF275 | Hex Reducer,1/4" X 1",CS,,0-10 Barg,100° C,Male-PT | 7412 | 0 | NOS | 0 | 0 | RAW | 18 | 0 | YES | YES |  | NO |  | 10-APR-2025 11:10:00AM | [26 empty] | E1002 : Pradeep Sati
Piping and Fittings | Hex Reducer |  | PF276 | Hex Reducer,1/2" X 3/4",CS,,0-10 Barg,100° C,Male-PT | 7412 | 0 | NOS | 0 | 0 | RAW | 18 | 0 | YES | YES |  | NO |  | 10-APR-2025 11:10:00AM | [26 empty] | E1002 : Pradeep Sati
Piping and Fittings | Hex Reducer |  | PF277 | Hex Reducer,1/2" X 1",CS,,0-10 Barg,100° C,Male-PT | 7412 | 0 | NOS | 0 | 0 | RAW | 18 | 0 | YES | YES |  | NO |  | 10-APR-2025 11:10:00AM | [26 empty] | E1002 : Pradeep Sati
Piping and Fittings | Hex Reducer |  | PF278 | Hex Reducer,1/2" X 1.25",CS,,0-10 Barg,100° C,Male-PT | 7412 | 0 | NOS | 0 | 0 | RAW | 18 | 0 | YES | YES |  | NO |  | 10-APR-2025 11:10:00AM | [26 empty] | E1002 : Pradeep Sati
Piping and Fittings | Hex Reducer |  | PF279 | Hex Reducer,1/2" X 1.5",CS,,0-10 Barg,100° C,Male-PT | 7412 | 0 | NOS | 0 | 0 | RAW | 18 | 0 | YES | YES |  | NO |  | 10-APR-2025 11:10:00AM | [26 empty] | E1002 : Pradeep Sati
Piping and Fittings | Hex Nipple |  | PF28 | Hex Nipple,2",SS-304,Atam,0-10 Barg,100° C,Male-NPT | 7307 | 6 | NOS | 886 | 0 | RAW | 18 | 0 | YES | YES |  | NO |  | 10-APR-2025 11:09:59AM | [26 empty] | E1002 : Pradeep Sati | 08-AUG-2026 3:54:37PM | H1155 : Raushan Kumar
Piping and Fittings | Hex Reducer |  | PF280 | Hex Reducer,3/4" X 1",CS,,0-10 Barg,100° C,Male-PT | 7412 | 0 | NOS | 0 | 0 | RAW | 18 | 0 | YES | YES |  | NO |  | 10-APR-2025 11:10:00AM | [26 empty] | E1002 : Pradeep Sati
Piping and Fittings | Hex Reducer |  | PF281 | Hex Reducer,3/4" X 1.25",CS,,0-10 Barg,100° C,Male-PT | 7412 | 0 | NOS | 0 | 0 | RAW | 18 | 0 | YES | YES |  | NO |  | 10-APR-2025 11:10:00AM | [26 empty] | E1002 : Pradeep Sati
Piping and Fittings | Hex Reducer |  | PF282 | Hex Reducer,3/4" X 1.5",CS,,0-10 Barg,100° C,Male-PT | 7412 | 0 | NOS | 0 | 0 | RAW | 18 | 0 | YES | YES |  | NO |  | 10-APR-2025 11:10:00AM | [26 empty] | E1002 : Pradeep Sati
Piping and Fittings | Hex Reducer |  | PF283 | Hex Reducer,1" X 1.25",CS,,0-10 Barg,100° C,Male-PT | 7412 | 0 | NOS | 0 | 0 | RAW | 18 | 0 | YES | YES |  | NO |  | 10-APR-2025 11:10:00AM | [26 empty] | E1002 : Pradeep Sati
Piping and Fittings | Hex Reducer |  | PF284 | Hex Reducer,1" X 1.5",CS,,0-10 Barg,100° C,Male-PT | 7412 | 0 | NOS | 0 | 0 | RAW | 18 | 0 | YES | YES |  | NO |  | 10-APR-2025 11:10:00AM | [26 empty] | E1002 : Pradeep Sati
Piping and Fittings | Hex Reducer |  | PF285 | Hex Reducer,1" X 2",CS,,0-10 Barg,100° C,Male-PT | 7412 | 0 | NOS | 0 | 0 | RAW | 18 | 0 | YES | YES |  | NO |  | 10-APR-2025 11:10:00AM | [26 empty] | E1002 : Pradeep Sati
Piping and Fittings | Hex Reducer |  | PF286 | Hex Reducer,1.5" X 1.25",CS,,0-10 Barg,100° C,Male-PT | 7412 | 0 | NOS | 0 | 0 | RAW | 18 | 0 | YES | YES |  | NO |  | 10-APR-2025 11:10:00AM | [26 empty] | E1002 : Pradeep Sati
Piping and Fittings | Hex Reducer |  | PF287 | Hex Reducer,1.5" X 2",CS,,0-10 Barg,100° C,Male-PT | 7412 | 0 | NOS | 0 | 0 | RAW | 18 | 0 | YES | YES |  | NO |  | 10-APR-2025 11:10:00AM | [26 empty] | E1002 : Pradeep Sati
Piping and Fittings | Hex Reducer |  | PF288 | Hex Reducer,1.5" X 2.5",CS,,0-10 Barg,100° C,Male-PT | 7412 | 0 | NOS | 0 | 0 | RAW | 18 | 0 | YES | YES |  | NO |  | 10-APR-2025 11:10:00AM | [26 empty] | E1002 : Pradeep Sati
Piping and Fittings | Hex Reducer |  | PF289 | Hex Reducer,2" X 2.5",CS,,0-10 Barg,100° C,Male-PT | 7412 | 0 | NOS | 0 | 0 | RAW | 18 | 0 | YES | YES |  | NO |  | 10-APR-2025 11:10:00AM | [26 empty] | E1002 : Pradeep Sati
Piping and Fittings | Hex Nipple |  | PF29 | Hex Nipple,2.5",SS-304,Atam,0-10 Barg,100° C,Male-NPT | 7307 | 69 | NOS | 0 | 0 | RAW | 18 | 0 | YES | YES |  | NO |  | 10-APR-2025 11:09:59AM | [26 empty] | E1002 : Pradeep Sati | 01-AUG-2026 12:02:55PM | H1155 : Raushan Kumar
Piping and Fittings | Bush Reducer |  | PF290 | Bush Reducer,3/8" X 1/8",Brass,PBI,0-10 Barg,100° C,Male-PT | 7412 | 0 | NOS | 0 | 0 | RAW | 18 | 0 | YES | YES |  | NO |  | 10-APR-2025 11:10:00AM | [26 empty] | E1002 : Pradeep Sati
Piping and Fittings | Bush Reducer |  | PF291 | Bush Reducer,3/8" X 1/4",Brass,PBI,0-10 Barg,100° C,Male-PT | 7412 | 0 | NOS | 0 | 0 | RAW | 18 | 0 | YES | YES |  | NO |  | 10-APR-2025 11:10:00AM | [26 empty] | E1002 : Pradeep Sati
Piping and Fittings | Bush Reducer |  | PF292 | Bush Reducer,3/8" X 1/2",Brass,PBI,0-10 Barg,100° C,Male-PT | 7412 | 738 | NOS | 0 | 0 | RAW | 18 | 0 | YES | YES |  | NO |  | 10-APR-2025 11:10:00AM | [26 empty] | E1002 : Pradeep Sati | 23-JAN-2026 3:28:39PM | H1155 : Raushan Kumar
Piping and Fittings | Bush Reducer |  | PF293 | Bush Reducer,1/4" X 1/2",Brass,PBI,0-10 Barg,100° C,Male-PT | 7412 | 1233 | NOS | 61.5 | 0 | RAW | 18 | 0 | YES | YES |  | NO |  | 10-APR-2025 11:10:00AM | [26 empty] | E1002 : Pradeep Sati | 07-AUG-2026 10:31:18AM | H1155 : Raushan Kumar
Piping and Fittings | Bush Reducer |  | PF294 | Bush Reducer,1/4" X 3/4",Brass,PBI,0-10 Barg,100° C,Male-PT | 7412 | 3 | NOS | 0 | 0 | RAW | 18 | 0 | YES | YES |  | NO |  | 10-APR-2025 11:10:00AM | [26 empty] | E1002 : Pradeep Sati | 17-NOV-2025 5:52:27PM | E1002 : Pradeep Sati
Piping and Fittings | Bush Reducer |  | PF295 | Bush Reducer,1/4" X 1",Brass,PBI,0-10 Barg,100° C,Male-PT | 7412 | 34 | NOS | 0 | 0 | RAW | 18 | 0 | YES | YES |  | NO |  | 10-APR-2025 11:10:00AM | [26 empty] | E1002 : Pradeep Sati | 13-DEC-2025 10:56:23AM | H1155 : Raushan Kumar
Piping and Fittings | Bush Reducer |  | PF296 | Bush Reducer,1/2" X 3/4",Brass,PBI,0-10 Barg,100° C,Male-PT | 7412 | 374 | NOS | 0 | 0 | RAW | 18 | 0 | YES | YES |  | NO |  | 10-APR-2025 11:10:00AM | [26 empty] | E1002 : Pradeep Sati | 07-SEP-2026 9:54:59AM | H1155 : Raushan Kumar
Piping and Fittings | Bush Reducer |  | PF297 | Bush Reducer,1/2" X 1",Brass,PBI,0-10 Barg,100° C,Male-PT | 7412 | 359 | NOS | 0 | 0 | RAW | 18 | 0 | YES | YES |  | NO |  | 10-APR-2025 11:10:00AM | [26 empty] | E1002 : Pradeep Sati | 11-AUG-2026 11:07:18AM | H1155 : Raushan Kumar
Piping and Fittings | Bush Reducer |  | PF298 | Bush Reducer,1/2" X 1.5",Brass,PBI,0-10 Barg,100° C,Male-PT | 7412 | 0 | NOS | 0 | 0 | RAW | 18 | 0 | YES | YES |  | NO |  | 10-APR-2025 11:10:00AM | [26 empty] | E1002 : Pradeep Sati
Piping and Fittings | Bush Reducer |  | PF299 | Bush Reducer,3/4" X 1",Brass,PBI,0-10 Barg,100° C,Male-PT | 7412 | 28 | NOS | 149 | 0 | RAW | 18 | 0 | YES | YES |  | NO |  | 10-APR-2025 11:10:00AM | [26 empty] | E1002 : Pradeep Sati | 09-DEC-2025 10:13:28AM | H1155 : Raushan Kumar
Piping and Fittings | Hex Nipple |  | PF3 | Hex Nipple,3/8",Brass,PBI,0-10 Barg,100° C,Male-PT | 7307 | 0 | NOS | 0 | 0 | RAW | 18 | 0 | YES | YES |  | NO |  | 10-APR-2025 11:09:58AM | [26 empty] | E1002 : Pradeep Sati
Piping and Fittings | Hex Nipple |  | PF30 | Hex Nipple,3",SS-304,Atam,0-10 Barg,100° C,Male-NPT | 7307 | 0 | NOS | 0 | 0 | RAW | 18 | 0 | YES | YES |  | NO |  | 10-APR-2025 11:09:59AM | [26 empty] | E1002 : Pradeep Sati
Piping and Fittings | Bush Reducer |  | PF300 | Bush Reducer,3/4" X 1.5",Brass,PBI,0-10 Barg,100° C,Male-PT | 7412 | 0 | NOS | 0 | 0 | RAW | 18 | 0 | YES | YES |  | NO |  | 10-APR-2025 11:10:01AM | [26 empty] | E1002 : Pradeep Sati
Piping and Fittings | Bush Reducer |  | PF301 | Bush Reducer,1" X 1.5",Brass,PBI,0-10 Barg,100° C,Male-PT | 7412 | 584 | NOS | 0 | 0 | RAW | 18 | 0 | YES | YES |  | NO |  | 10-APR-2025 11:10:01AM | [26 empty] | E1002 : Pradeep Sati | 18-JUL-2026 1:01:55PM | H1155 : Raushan Kumar
Piping and Fittings | Bush Reducer |  | PF302 | Bush Reducer,1.5" X 2",Brass,PBI,0-10 Barg,100° C,Male-PT | 7412 | 22 | NOS | 0 | 0 | RAW | 18 | 0 | YES | YES |  | NO |  | 10-APR-2025 11:10:01AM | [26 empty] | E1002 : Pradeep Sati | 30-JUL-2026 4:57:47PM | H1155 : Raushan Kumar
Piping and Fittings | Bush Reducer |  | PF303 | Bush Reducer,2" X 2.5",Brass,PBI,0-10 Barg,100° C,Male-PT | 7412 | 0 | NOS | 0 | 0 | RAW | 18 | 0 | YES | YES |  | NO |  | 10-APR-2025 11:10:01AM | [26 empty] | E1002 : Pradeep Sati | 03-SEP-2025 11:20:56AM | H1155 : Raushan Kumar
Piping and Fittings | Bush Reducer |  | PF304 | Bush Reducer,3/8" X 1/8",MS,,0-10 Barg,100° C,Male-NPT | 7412 | 0 | NOS | 0 | 0 | RAW | 18 | 0 | YES | YES |  | NO |  | 10-APR-2025 11:10:01AM | [26 empty] | E1002 : Pradeep Sati
Piping and Fittings | Bush Reducer |  | PF305 | Bush Reducer,3/8" X 1/4",MS,,0-10 Barg,100° C,Male-NPT | 7412 | 0 | NOS | 0 | 0 | RAW | 18 | 0 | YES | YES |  | NO |  | 10-APR-2025 11:10:01AM | [26 empty] | E1002 : Pradeep Sati
Piping and Fittings | Bush Reducer |  | PF306 | Bush Reducer,3/8" X 1/2",MS,,0-10 Barg,100° C,Male-NPT | 7412 | 0 | NOS | 0 | 0 | RAW | 18 | 0 | YES | YES |  | NO |  | 10-APR-2025 11:10:01AM | [26 empty] | E1002 : Pradeep Sati
Piping and Fittings | Bush Reducer |  | PF307 | Bush Reducer,1/4" X 1/2",MS,,0-10 Barg,100° C,Male-NPT | 7412 | 0 | NOS | 0 | 0 | RAW | 18 | 0 | YES | YES |  | NO |  | 10-APR-2025 11:10:01AM | [26 empty] | E1002 : Pradeep Sati
Piping and Fittings | Bush Reducer |  | PF308 | Bush Reducer,1/4" X 3/4",MS,,0-10 Barg,100° C,Male-NPT | 7412 | 0 | NOS | 0 | 0 | RAW | 18 | 0 | YES | YES |  | NO |  | 10-APR-2025 11:10:01AM | [26 empty] | E1002 : Pradeep Sati
Piping and Fittings | Bush Reducer |  | PF309 | Bush Reducer,1/4" X 1",MS,,0-10 Barg,100° C,Male-NPT | 7412 | 0 | NOS | 0 | 0 | RAW | 18 | 0 | YES | YES |  | NO |  | 10-APR-2025 11:10:01AM | [26 empty] | E1002 : Pradeep Sati
Piping and Fittings | Hex Nipple |  | PF31 | Hex Nipple,1/4",SS-316,Atam,0-10 Barg,100° C,Male-NPT | 7307 | 0 | NOS | 0 | 0 | RAW | 18 | 0 | YES | YES |  | NO |  | 10-APR-2025 11:09:59AM | [26 empty] | E1002 : Pradeep Sati
Piping and Fittings | Bush Reducer |  | PF310 | Bush Reducer,1/2" X 3/4",MS,,0-10 Barg,100° C,Male-NPT | 7412 | 0 | NOS | 0 | 0 | RAW | 18 | 0 | YES | YES |  | NO |  | 10-APR-2025 11:10:01AM | [26 empty] | E1002 : Pradeep Sati
Piping and Fittings | Bush Reducer |  | PF311 | Bush Reducer,1/2" X 1",MS,,0-10 Barg,100° C,Male-NPT | 7412 | 0 | NOS | 0 | 0 | RAW | 18 | 0 | YES | YES |  | NO |  | 10-APR-2025 11:10:01AM | [26 empty] | E1002 : Pradeep Sati
Piping and Fittings | Bush Reducer |  | PF312 | Bush Reducer,1/2" X 1.5",MS,,0-10 Barg,100° C,Male-NPT | 7412 | 0 | NOS | 0 | 0 | RAW | 18 | 0 | YES | YES |  | NO |  | 10-APR-2025 11:10:01AM | [26 empty] | E1002 : Pradeep Sati
Piping and Fittings | Bush Reducer |  | PF313 | Bush Reducer,3/4" X 1",MS,,0-10 Barg,100° C,Male-NPT | 7412 | 0 | NOS | 0 | 0 | RAW | 18 | 0 | YES | YES |  | NO |  | 10-APR-2025 11:10:01AM | [26 empty] | E1002 : Pradeep Sati
Piping and Fittings | Bush Reducer |  | PF314 | Bush Reducer,3/4" X 1.5",MS,,0-10 Barg,100° C,Male-NPT | 7412 | 0 | NOS | 0 | 0 | RAW | 18 | 0 | YES | YES |  | NO |  | 10-APR-2025 11:10:01AM | [26 empty] | E1002 : Pradeep Sati
Piping and Fittings | Bush Reducer |  | PF315 | Bush Reducer,1" X 1.5",MS,,0-10 Barg,100° C,Male-NPT | 7412 | 0 | NOS | 0 | 0 | RAW | 18 | 0 | YES | YES |  | NO |  | 10-APR-2025 11:10:01AM | [26 empty] | E1002 : Pradeep Sati
Piping and Fittings | Bush Reducer |  | PF316 | Bush Reducer,1.5" X 2",MS,,0-10 Barg,100° C,Male-NPT | 7412 | 0 | NOS | 0 | 0 | RAW | 18 | 0 | YES | YES |  | NO |  | 10-APR-2025 11:10:01AM | [26 empty] | E1002 : Pradeep Sati
Piping and Fittings | Bush Reducer |  | PF317 | Bush Reducer,2" X 2.5",MS,,0-10 Barg,100° C,Male-NPT | 7412 | 0 | NOS | 0 | 0 | RAW | 18 | 0 | YES | YES |  | NO |  | 10-APR-2025 11:10:01AM | [26 empty] | E1002 : Pradeep Sati
Piping and Fittings | Bush Reducer |  | PF318 | Bush Reducer,3/8" X 1/8",SS-304,Atam,0-10 Barg,100° C,Male-NPT | 7412 | 0 | NOS | 0 | 0 | RAW | 18 | 0 | YES | YES |  | NO |  | 10-APR-2025 11:10:01AM | [26 empty] | E1002 : Pradeep Sati
Piping and Fittings | Bush Reducer |  | PF319 | Bush Reducer,3/8" X 1/4",SS-304,Atam,0-10 Barg,100° C,Male-NPT | 7412 | 0 | NOS | 0 | 0 | RAW | 18 | 0 | YES | YES |  | NO |  | 10-APR-2025 11:10:01AM | [26 empty] | E1002 : Pradeep Sati
Piping and Fittings | Hex Nipple |  | PF32 | Hex Nipple,1/8",SS-316,Atam,0-10 Barg,100° C,Male-NPT | 7307 | 0 | NOS | 0 | 0 | RAW | 18 | 0 | YES | YES |  | NO |  | 10-APR-2025 11:09:59AM | [26 empty] | E1002 : Pradeep Sati
Piping and Fittings | Bush Reducer |  | PF320 | Bush Reducer,3/8" X 1/2",SS-304,Atam,0-10 Barg,100° C,Male-NPT | 7412 | 0 | NOS | 0 | 0 | RAW | 18 | 0 | YES | YES |  | NO |  | 10-APR-2025 11:10:01AM | [26 empty] | E1002 : Pradeep Sati
Piping and Fittings | Bush Reducer |  | PF321 | Bush Reducer,1/4" X 1/2",SS-304,Atam,0-10 Barg,100° C,Male-NPT | 7412 | 4 | NOS | 150 | 0 | RAW | 18 | 0 | YES | YES |  | NO |  | 10-APR-2025 11:10:01AM | [26 empty] | E1002 : Pradeep Sati | 09-SEP-2026 4:58:36PM | H1155 : Raushan Kumar
Piping and Fittings | Bush Reducer |  | PF322 | Bush Reducer,1/4" X 3/4",SS-304,Atam,0-10 Barg,100° C,Male-NPT | 7412 | 0 | NOS | 0 | 0 | RAW | 18 | 0 | YES | YES |  | NO |  | 10-APR-2025 11:10:01AM | [26 empty] | E1002 : Pradeep Sati
Piping and Fittings | Bush Reducer |  | PF323 | Bush Reducer,1/4" X 1",SS-304,Atam,0-10 Barg,100° C,Male-NPT | 7412 | 0 | NOS | 0 | 0 | RAW | 18 | 0 | YES | YES |  | NO |  | 10-APR-2025 11:10:01AM | [26 empty] | E1002 : Pradeep Sati
Piping and Fittings | Bush Reducer |  | PF324 | Bush Reducer,1/2" X 3/4",SS-304,Atam,0-10 Barg,100° C,Male-NPT | 7412 | 0 | NOS | 0 | 0 | RAW | 18 | 0 | YES | YES |  | NO |  | 10-APR-2025 11:10:01AM | [26 empty] | E1002 : Pradeep Sati
Piping and Fittings | Bush Reducer |  | PF325 | Bush Reducer,1/2" X 1",SS-304,Atam,0-10 Barg,100° C,Male-NPT | 7412 | 0 | NOS | 0 | 0 | RAW | 18 | 0 | YES | YES |  | NO |  | 10-APR-2025 11:10:01AM | [26 empty] | E1002 : Pradeep Sati
Piping and Fittings | Bush Reducer |  | PF326 | Bush Reducer,1/2" X 1.5",SS-304,Atam,0-10 Barg,100° C,Male-NPT | 7412 | 0 | NOS | 549 | 0 | RAW | 18 | 0 | YES | YES |  | NO |  | 10-APR-2025 11:10:01AM | [26 empty] | E1002 : Pradeep Sati | 13-DEC-2025 12:00:18PM | H1155 : Raushan Kumar
Piping and Fittings | Bush Reducer |  | PF327 | Bush Reducer,3/4" X 1",SS-304,Atam,0-10 Barg,100° C,Male-NPT | 7412 | 0 | NOS | 0 | 0 | RAW | 18 | 0 | YES | YES |  | NO |  | 10-APR-2025 11:10:01AM | [26 empty] | E1002 : Pradeep Sati
Piping and Fittings | Bush Reducer |  | PF328 | Bush Reducer,3/4" X 1.5",SS-304,Atam,0-10 Barg,100° C,Male-NPT | 7412 | 0 | NOS | 0 | 0 | RAW | 18 | 0 | YES | YES |  | NO |  | 10-APR-2025 11:10:01AM | [26 empty] | E1002 : Pradeep Sati
Piping and Fittings | Bush Reducer |  | PF329 | Bush Reducer,1" X 1.5",SS-304,Atam,0-10 Barg,100° C,Male-NPT | 7412 | 0 | NOS | 0 | 0 | RAW | 18 | 0 | YES | YES |  | NO |  | 10-APR-2025 11:10:01AM | [26 empty] | E1002 : Pradeep Sati | 03-NOV-2025 12:24:23PM | H1155 : Raushan Kumar
Piping and Fittings | Hex Nipple |  | PF33 | Hex Nipple,3/8",SS-316,Atam,0-10 Barg,100° C,Male-NPT | 7307 | 0 | NOS | 0 | 0 | RAW | 18 | 0 | YES | YES |  | NO |  | 10-APR-2025 11:09:59AM | [26 empty] | E1002 : Pradeep Sati
Piping and Fittings | Bush Reducer |  | PF330 | Bush Reducer,1.5" X 2",SS-304,Atam,0-10 Barg,100° C,Male-NPT | 7412 | 40 | NOS | 0 | 0 | RAW | 18 | 0 | YES | YES |  | NO |  | 10-APR-2025 11:10:01AM | [26 empty] | E1002 : Pradeep Sati | 12-AUG-2026 11:57:43AM | H1155 : Raushan Kumar
Piping and Fittings | Bush Reducer |  | PF331 | Bush Reducer,2" X 2.5",SS-304,Atam,0-10 Barg,100° C,Male-NPT | 7412 | 0 | NOS | 1200 | 0 | RAW | 18 | 0 | YES | YES |  | NO |  | 10-APR-2025 11:10:01AM | [26 empty] | E1002 : Pradeep Sati
Piping and Fittings | Dead Plug |  | PF332 | Dead Plug,1/8",Brass,PBI,0-10 Barg.,100° C,Male-PT | 391739 | 0 | NOS | 0 | 0 | RAW | 18 | 0 | YES | YES |  | NO |  | 10-APR-2025 11:10:01AM | [26 empty] | E1002 : Pradeep Sati
Piping and Fittings | Dead Plug |  | PF333 | Dead Plug,3/8",Brass,PBI,0-10 Barg.,100° C,Male-PT | 391739 | 0 | NOS | 0 | 0 | RAW | 18 | 0 | YES | YES |  | NO |  | 10-APR-2025 11:10:01AM | [26 empty] | E1002 : Pradeep Sati
Piping and Fittings | Dead Plug |  | PF334 | Dead Plug,1/2",Brass,PBI,0-10 Barg.,100° C,Male-PT | 391739 | 458 | NOS | 0 | 0 | RAW | 18 | 0 | YES | YES |  | NO |  | 10-APR-2025 11:10:01AM | [26 empty] | E1002 : Pradeep Sati | 17-NOV-2025 5:52:28PM | E1002 : Pradeep Sati
Piping and Fittings | Dead Plug |  | PF335 | Dead Plug,3/4",Brass,PBI,0-10 Barg.,100° C,Male-PT | 391739 | 136 | NOS | 0 | 0 | RAW | 18 | 0 | YES | YES |  | NO |  | 10-APR-2025 11:10:01AM | [26 empty] | E1002 : Pradeep Sati | 17-NOV-2025 5:52:28PM | E1002 : Pradeep Sati
Piping and Fittings | Dead Plug |  | PF336 | Dead Plug,1",Brass,PBI,0-10 Barg.,100° C,Male-PT | 391739 | 249 | NOS | 0 | 0 | RAW | 18 | 0 | YES | YES |  | NO |  | 10-APR-2025 11:10:01AM | [26 empty] | E1002 : Pradeep Sati | 09-SEP-2026 4:58:37PM | H1155 : Raushan Kumar
Piping and Fittings | Dead Plug |  | PF337 | Dead Plug,1/8",MS,,0-10 Barg.,100° C,Male-NPT | 391739 | 0 | NOS | 0 | 0 | RAW | 18 | 0 | YES | YES |  | NO |  | 10-APR-2025 11:10:01AM | [26 empty] | E1002 : Pradeep Sati
Piping and Fittings | Dead Plug |  | PF338 | Dead Plug,3/8",MS,,0-10 Barg.,100° C,Male-NPT | 391739 | 0 | NOS | 0 | 0 | RAW | 18 | 0 | YES | YES |  | NO |  | 10-APR-2025 11:10:01AM | [26 empty] | E1002 : Pradeep Sati
Piping and Fittings | Dead Plug |  | PF339 | Dead Plug,1/4",MS,,0-10 Barg.,100° C,Male-NPT | 391739 | 0 | NOS | 0 | 0 | RAW | 18 | 0 | YES | YES |  | NO |  | 10-APR-2025 11:10:01AM | [26 empty] | E1002 : Pradeep Sati
Piping and Fittings | Hex Nipple |  | PF34 | Hex Nipple,3/4",SS-316,Atam,0-10 Barg,100° C,Male-NPT | 7307 | 0 | NOS | 0 | 0 | RAW | 18 | 0 | YES | YES |  | NO |  | 10-APR-2025 11:09:59AM | [26 empty] | E1002 : Pradeep Sati
Piping and Fittings | Dead Plug |  | PF340 | Dead Plug,1/2",MS,,0-10 Barg.,100° C,Male-NPT | 391739 | 1605 | NOS | 0 | 0 | RAW | 18 | 0 | YES | YES |  | NO |  | 10-APR-2025 11:10:01AM | [26 empty] | E1002 : Pradeep Sati | 21-MAY-2026 11:00:37AM | H1155 : Raushan Kumar
Piping and Fittings | Dead Plug |  | PF341 | Dead Plug,3/4",MS,,0-10 Barg.,100° C,Male-NPT | 391739 | 33 | NOS | 0 | 0 | RAW | 18 | 0 | YES | YES |  | NO |  | 10-APR-2025 11:10:01AM | [26 empty] | E1002 : Pradeep Sati | 17-NOV-2025 5:52:28PM | E1002 : Pradeep Sati
Piping and Fittings | Dead Plug |  | PF342 | Dead Plug,1",MS,,0-10 Barg.,100° C,Male-NPT | 391739 | 317 | NOS | 0 | 0 | RAW | 18 | 0 | YES | YES |  | NO |  | 10-APR-2025 11:10:01AM | [26 empty] | E1002 : Pradeep Sati | 11-APR-2026 2:45:11PM | H1155 : Raushan Kumar
Piping and Fittings | Dead Plug |  | PF343 | Dead Plug,1.5",MS,,0-10 Barg.,100° C,Male-NPT | 391739 | 320 | NOS | 0 | 0 | RAW | 18 | 0 | YES | YES |  | NO |  | 10-APR-2025 11:10:01AM | [26 empty] | E1002 : Pradeep Sati | 17-NOV-2025 5:52:28PM | E1002 : Pradeep Sati
Piping and Fittings | Dead Plug |  | PF344 | Dead Plug,2",MS,,0-10 Barg.,100° C,Male-NPT | 391739 | 16 | NOS | 0 | 0 | RAW | 18 | 0 | YES | YES |  | NO |  | 10-APR-2025 11:10:01AM | [26 empty] | E1002 : Pradeep Sati | 17-NOV-2025 5:52:28PM | E1002 : Pradeep Sati
Piping and Fittings | Dead Plug |  | PF345 | Dead Plug,2.5",MS,,0-10 Barg.,100° C,Male-NPT | 391739 | 0 | NOS | 0 | 0 | RAW | 18 | 0 | YES | YES |  | NO |  | 10-APR-2025 11:10:01AM | [26 empty] | E1002 : Pradeep Sati | 02-DEC-2025 4:43:02PM | H1155 : Raushan Kumar
Piping and Fittings | Equal Cross |  | PF346 | Equal Cross,1/4",Brass,PBI,0-10 Barg.,100° C,Female-PT | 7412 | 0 | NOS | 0 | 0 | RAW | 18 | 0 | YES | YES |  | NO |  | 10-APR-2025 11:10:01AM | [26 empty] | E1002 : Pradeep Sati
Piping and Fittings | Equal Cross |  | PF347 | Equal Cross,1/2",Brass,PBI,0-10 Barg.,100° C,Female-PT | 7412 | 32 | NOS | 1 | 0 | RAW | 18 | 0 | YES | YES |  | NO |  | 10-APR-2025 11:10:01AM | [26 empty] | E1002 : Pradeep Sati | 17-NOV-2025 5:52:28PM | E1002 : Pradeep Sati
Piping and Fittings | Equal Cross |  | PF348 | Equal Cross,3/4",Brass,PBI,0-10 Barg.,100° C,Female-PT | 7412 | 158 | NOS | 0 | 0 | RAW | 18 | 0 | YES | YES |  | NO |  | 10-APR-2025 11:10:01AM | [26 empty] | E1002 : Pradeep Sati | 17-NOV-2025 5:52:28PM | E1002 : Pradeep Sati
Piping and Fittings | Equal Cross |  | PF349 | Equal Cross,1",Brass,PBI,0-10 Barg.,100° C,Female-PT | 7412 | 0 | NOS | 0 | 0 | RAW | 18 | 0 | YES | YES |  | NO |  | 10-APR-2025 11:10:01AM | [26 empty] | E1002 : Pradeep Sati
Piping and Fittings | Hex Nipple |  | PF35 | Hex Nipple,1",SS-316,Atam,0-10 Barg,100° C,Male-NPT | 7307 | 0 | NOS | 0 | 0 | RAW | 18 | 0 | YES | YES |  | NO |  | 10-APR-2025 11:09:59AM | [26 empty] | E1002 : Pradeep Sati
Piping and Fittings | Equal Cross |  | PF350 | Equal Cross,1/4",SS-304,Atam,0-10 Barg.,100° C,Female-PT | 7412 | 0 | NOS | 0 | 0 | RAW | 18 | 0 | YES | YES |  | NO |  | 10-APR-2025 11:10:01AM | [26 empty] | E1002 : Pradeep Sati
Piping and Fittings | Equal Cross |  | PF351 | Equal Cross,1/2",SS-304,Atam,0-10 Barg.,100° C,Female-PT | 7412 | 0 | NOS | 0 | 0 | RAW | 18 | 0 | YES | YES |  | NO |  | 10-APR-2025 11:10:01AM | [26 empty] | E1002 : Pradeep Sati
Piping and Fittings | Equal Cross |  | PF352 | Equal Cross,3/4",SS-304,Atam,0-10 Barg.,100° C,Female-PT | 7412 | 0 | NOS | 0 | 0 | RAW | 18 | 0 | YES | YES |  | NO |  | 10-APR-2025 11:10:01AM | [26 empty] | E1002 : Pradeep Sati
Piping and Fittings | Equal Cross |  | PF353 | Equal Cross,1",SS-304,Atam,0-10 Barg.,100° C,Female-PT | 7412 | 0 | NOS | 0 | 0 | RAW | 18 | 0 | YES | YES |  | NO |  | 10-APR-2025 11:10:01AM | [26 empty] | E1002 : Pradeep Sati
Piping and Fittings | Hose Crimp |  | PF354 | Hose Crimp,1/4",SS-304,,0-10 Barg.,100° C,Female-PT | 4009 | 0 | NOS | 0 | 0 | RAW | 18 | 0 | YES | YES |  | NO |  | 10-APR-2025 11:10:01AM | [26 empty] | E1002 : Pradeep Sati
Piping and Fittings | Hose Crimp |  | PF355 | Hose Crimp,1/2",SS-304,,0-10 Barg.,100° C,Female-PT | 4009 | 0 | NOS | 0 | 0 | RAW | 18 | 0 | YES | YES |  | NO |  | 10-APR-2025 11:10:01AM | [26 empty] | E1002 : Pradeep Sati | 05-JUN-2025 5:03:19PM | E1002 : Pradeep Sati
Piping and Fittings | Hose Crimp |  | PF356 | Hose Crimp,3/4",SS-304,,0-10 Barg.,100° C,Female-PT | 4009 | 0 | NOS | 0 | 0 | RAW | 18 | 0 | YES | YES |  | NO |  | 10-APR-2025 11:10:01AM | [26 empty] | E1002 : Pradeep Sati | 05-JUN-2025 5:03:13PM | E1002 : Pradeep Sati
Piping and Fittings | Hose Crimp |  | PF357 | Hose Crimp,1",SS-304,,0-10 Barg.,100° C,Female-PT | 4009 | 0 | NOS | 600 | 0 | RAW | 18 | 0 | YES | YES |  | NO |  | 10-APR-2025 11:10:01AM | [26 empty] | E1002 : Pradeep Sati | 08-SEP-2025 2:10:50PM | H1155 : Raushan Kumar
Piping and Fittings | Hose Crimp |  | PF358 | Hose Crimp,1.5",SS-304,,0-10 Barg.,100° C,Female-PT | 4009 | 0 | NOS | 0 | 0 | RAW | 18 | 0 | YES | YES |  | NO |  | 10-APR-2025 11:10:01AM | [26 empty] | E1002 : Pradeep Sati | 05-JUN-2025 5:03:19PM | E1002 : Pradeep Sati
Piping and Fittings | Hose Crimp |  | PF359 | Hose Crimp,2",SS-304,,0-10 Barg.,100° C,Female-PT | 4009 | 0 | NOS | 1000 | 0 | RAW | 18 | 0 | YES | YES |  | NO |  | 10-APR-2025 11:10:01AM | [26 empty] | E1002 : Pradeep Sati
Piping and Fittings | Hex Nipple |  | PF36 | Hex Nipple,1.25",SS-316,Atam,0-10 Barg,100° C,Male-NPT | 7307 | 0 | NOS | 0 | 0 | RAW | 18 | 0 | YES | YES |  | NO |  | 10-APR-2025 11:09:59AM | [26 empty] | E1002 : Pradeep Sati
Piping and Fittings | Hose Nipple |  | PF360 | Hose Nipple,1/2",Brass,PBI,0-10 Barg.,100° C,Male-NPT | 7412 | 167 | NOS | 0 | 0 | RAW | 18 | 0 | YES | YES |  | NO |  | 10-APR-2025 11:10:01AM | [26 empty] | E1002 : Pradeep Sati | 17-NOV-2025 5:52:28PM | E1002 : Pradeep Sati
Piping and Fittings | Hose Nipple |  | PF361 | Hose Nipple,3/4",Brass,PBI,0-10 Barg.,100° C,Male-NPT | 7412 | 32 | NOS | 0 | 0 | RAW | 18 | 0 | YES | YES |  | NO |  | 10-APR-2025 11:10:01AM | [26 empty] | E1002 : Pradeep Sati | 17-NOV-2025 5:52:28PM | E1002 : Pradeep Sati
Piping and Fittings | Hose Nipple |  | PF362 | Hose Nipple,1",Brass,PBI,0-10 Barg.,100° C,Male-NPT | 7412 | 325 | NOS | 0 | 0 | RAW | 18 | 0 | YES | YES |  | NO |  | 10-APR-2025 11:10:01AM | [26 empty] | E1002 : Pradeep Sati | 17-NOV-2025 5:52:28PM | E1002 : Pradeep Sati
Piping and Fittings | Hose Nipple |  | PF363 | Hose Nipple,1.5",Brass,PBI,0-10 Barg.,100° C,Male-NPT | 7412 | 310 | NOS | 0 | 0 | RAW | 18 | 0 | YES | YES |  | NO |  | 10-APR-2025 11:10:01AM | [26 empty] | E1002 : Pradeep Sati | 17-NOV-2025 5:52:28PM | E1002 : Pradeep Sati
Piping and Fittings | Hose Nipple |  | PF364 | Hose Nipple,2",Brass,PBI,0-10 Barg.,100° C,Male-NPT | 7412 | 100 | NOS | 0 | 0 | RAW | 18 | 0 | YES | YES |  | NO |  | 10-APR-2025 11:10:01AM | [26 empty] | E1002 : Pradeep Sati | 17-NOV-2025 5:52:28PM | E1002 : Pradeep Sati
Piping and Fittings | Hose Elbow |  | PF365 | Hose Elbow,1/2",Brass,PBI,0-10 Barg.,100° C,Male-NPT | 7412 | 15 | NOS | 0 | 0 | RAW | 18 | 0 | YES | YES |  | NO |  | 10-APR-2025 11:10:01AM | [26 empty] | E1002 : Pradeep Sati | 23-MAR-2026 5:09:09PM | H1155 : Raushan Kumar
Piping and Fittings | Equal Tee |  | PF366 | Equal Tee,1/4",Brass,PBI,0-10 Barg.,100° C,Female-PT | 7412 | 16 | NOS | 0 | 0 | RAW | 18 | 0 | YES | YES |  | NO |  | 10-APR-2025 11:10:01AM | [26 empty] | E1002 : Pradeep Sati | 17-NOV-2025 5:52:28PM | E1002 : Pradeep Sati
Piping and Fittings | Equal Tee |  | PF367 | Equal Tee,1/2",Brass,PBI,0-10 Barg.,100° C,Female-PT | 7412 | 35 | NOS | 245 | 0 | RAW | 18 | 0 | YES | YES |  | NO |  | 10-APR-2025 11:10:01AM | [26 empty] | E1002 : Pradeep Sati | 19-AUG-2026 2:55:17PM | H1155 : Raushan Kumar
Piping and Fittings | Equal Tee |  | PF368 | Equal Tee,3/4",Brass,PBI,0-10 Barg.,100° C,Female-PT | 7412 | 170 | NOS | 0 | 0 | RAW | 18 | 0 | YES | YES |  | NO |  | 10-APR-2025 11:10:01AM | [26 empty] | E1002 : Pradeep Sati | 18-JUL-2026 1:01:55PM | H1155 : Raushan Kumar
Piping and Fittings | Equal Tee |  | PF369 | Equal Tee,1",Brass,PBI,0-10 Barg.,100° C,Female-PT | 7412 | 616 | NOS | 1 | 0 | RAW | 18 | 0 | YES | YES |  | NO |  | 10-APR-2025 11:10:01AM | [26 empty] | E1002 : Pradeep Sati | 18-JUL-2026 1:01:55PM | H1155 : Raushan Kumar
Piping and Fittings | Hex Nipple |  | PF37 | Hex Nipple,1.5",SS-316,Atam,0-10 Barg,100° C,Male-NPT | 7307 | 0 | NOS | 0 | 0 | RAW | 18 | 0 | YES | YES |  | NO |  | 10-APR-2025 11:09:59AM | [26 empty] | E1002 : Pradeep Sati | 16-MAY-2025 2:13:28PM | E1002 : Pradeep Sati
Piping and Fittings | Equal Tee |  | PF370 | Equal Tee,3/8",SS-304,Atam,0-10 Barg.,100° C,Female-PT | 7412 | 0 | NOS | 0 | 0 | RAW | 18 | 0 | YES | YES |  | NO |  | 10-APR-2025 11:10:01AM | [26 empty] | E1002 : Pradeep Sati
Piping and Fittings | Equal Tee |  | PF371 | Equal Tee,1/8",SS-304,Atam,0-10 Barg.,100° C,Female-PT | 7412 | 0 | NOS | 0 | 0 | RAW | 18 | 0 | YES | YES |  | NO |  | 10-APR-2025 11:10:01AM | [26 empty] | E1002 : Pradeep Sati
Piping and Fittings | Equal Tee |  | PF372 | Equal Tee,1/4",SS-304,Atam,0-10 Barg.,100° C,Female-PT | 7412 | 0 | NOS | 0 | 0 | RAW | 18 | 0 | YES | YES |  | NO |  | 10-APR-2025 11:10:01AM | [26 empty] | E1002 : Pradeep Sati
Piping and Fittings | Equal Tee |  | PF373 | Equal Tee,3/4",SS-304,Atam,0-10 Barg.,100° C,Female-PT | 7412 | 0 | NOS | 0 | 0 | RAW | 18 | 0 | YES | YES |  | NO |  | 10-APR-2025 11:10:01AM | [26 empty] | E1002 : Pradeep Sati
Piping and Fittings | Equal Tee |  | PF374 | Equal Tee,1",SS-304,Atam,0-10 Barg.,100° C,Female-PT | 7412 | 2 | NOS | 366 | 0 | RAW | 18 | 0 | YES | YES |  | NO |  | 10-APR-2025 11:10:01AM | [26 empty] | E1002 : Pradeep Sati | 09-JUL-2026 4:14:58PM | H1155 : Raushan Kumar
Piping and Fittings | Equal Tee |  | PF375 | Equal Tee,1.5",SS-304,Atam,0-10 Barg.,100° C,Female-PT | 7412 | 279 | NOS | 0 | 0 | RAW | 18 | 0 | YES | YES |  | NO |  | 10-APR-2025 11:10:01AM | [26 empty] | E1002 : Pradeep Sati | 21-MAY-2026 11:00:37AM | H1155 : Raushan Kumar
Piping and Fittings | Equal Tee |  | PF376 | Equal Tee,2",SS-304,Atam,0-10 Barg.,100° C,Female-PT | 7412 | 19 | NOS | 546.75 | 0 | RAW | 18 | 0 | YES | YES |  | NO |  | 10-APR-2025 11:10:01AM | [26 empty] | E1002 : Pradeep Sati | 20-MAY-2026 10:23:56AM | H1155 : Raushan Kumar
Piping and Fittings | Equal Tee |  | PF377 | Equal Tee,3/8",MS,,0-10 Barg.,100° C,Female-PT | 7412 | 0 | NOS | 0 | 0 | RAW | 18 | 0 | YES | YES |  | NO |  | 10-APR-2025 11:10:01AM | [26 empty] | E1002 : Pradeep Sati
Piping and Fittings | Equal Tee |  | PF378 | Equal Tee,1/8",MS,,0-10 Barg.,100° C,Female-PT | 7412 | 0 | NOS | 0 | 0 | RAW | 18 | 0 | YES | YES |  | NO |  | 10-APR-2025 11:10:01AM | [26 empty] | E1002 : Pradeep Sati
Piping and Fittings | Equal Tee |  | PF379 | Equal Tee,1/4",MS,,0-10 Barg.,100° C,Female-PT | 7412 | 0 | NOS | 0 | 0 | RAW | 18 | 0 | YES | YES |  | NO |  | 10-APR-2025 11:10:01AM | [26 empty] | E1002 : Pradeep Sati
Piping and Fittings | Hex Nipple |  | PF38 | Hex Nipple,2",SS-316,Atam,0-10 Barg,100° C,Male-NPT | 7307 | 0 | NOS | 0 | 0 | RAW | 18 | 0 | YES | YES |  | NO |  | 10-APR-2025 11:09:59AM | [26 empty] | E1002 : Pradeep Sati
Piping and Fittings | Equal Tee |  | PF380 | Equal Tee,1/2",MS,,0-10 Barg.,100° C,Female-PT | 7412 | 0 | NOS | 0 | 0 | RAW | 18 | 0 | YES | YES |  | NO |  | 10-APR-2025 11:10:01AM | [26 empty] | E1002 : Pradeep Sati
Piping and Fittings | Equal Tee |  | PF381 | Equal Tee,3/4",MS,,0-10 Barg.,100° C,Female-PT | 7412 | 0 | NOS | 0 | 0 | RAW | 18 | 0 | YES | YES |  | NO |  | 10-APR-2025 11:10:01AM | [26 empty] | E1002 : Pradeep Sati
Piping and Fittings | Equal Tee |  | PF382 | Equal Tee,1",MS,,0-10 Barg.,100° C,Female-PT | 7412 | 0 | NOS | 0 | 0 | RAW | 18 | 0 | YES | YES |  | NO |  | 10-APR-2025 11:10:01AM | [26 empty] | E1002 : Pradeep Sati
Piping and Fittings | Equal Tee |  | PF383 | Equal Tee,1/2",Composite,Jindal,0-16 Barg., (-20°C to 60°C),Pipe Connector | 7307 | 30 | NOS | 0 | 0 | RAW | 18 | 0 | YES | YES |  | NO |  | 10-APR-2025 11:10:01AM | [26 empty] | E1002 : Pradeep Sati | 17-NOV-2025 5:52:28PM | E1002 : Pradeep Sati
Piping and Fittings | Equal Tee |  | PF384 | Equal Tee,3/4",Composite,Jindal,0-16 Barg., (-20°C to 60°C),Pipe Connector | 7307 | 60 | NOS | 1 | 0 | RAW | 18 | 0 | YES | YES |  | NO |  | 10-APR-2025 11:10:01AM | [26 empty] | E1002 : Pradeep Sati | 11-JUL-2026 9:43:48AM | H1155 : Raushan Kumar
Piping and Fittings | Equal Tee |  | PF385 | Equal Tee,1",Composite,Jindal,0-16 Barg., (-20°C to 60°C),Pipe Connector | 7307 | 24 | NOS | 0 | 0 | RAW | 18 | 0 | YES | YES |  | NO |  | 10-APR-2025 11:10:01AM | [26 empty] | E1002 : Pradeep Sati | 19-AUG-2026 2:55:16PM | H1155 : Raushan Kumar
Piping and Fittings | Equal Tee |  | PF386 | Equal Tee,1.5",Composite,Jindal,0-16 Barg., (-20°C to 60°C),Pipe Connector | 7307 | 0 | NOS | 979 | 0 | RAW | 18 | 0 | YES | YES |  | NO |  | 10-APR-2025 11:10:01AM | [26 empty] | E1002 : Pradeep Sati | 21-AUG-2026 9:40:58AM | H1155 : Raushan Kumar
Piping and Fittings | Equal Tee |  | PF387 | Equal Tee,2",Composite,Jindal,0-16 Barg., (-20°C to 60°C),Pipe Connector | 7307 | 0 | NOS | 1099.2 | 0 | RAW | 18 | 0 | YES | YES |  | NO |  | 10-APR-2025 11:10:01AM | [26 empty] | E1002 : Pradeep Sati | 20-AUG-2026 10:15:47AM | H1155 : Raushan Kumar
Piping and Fittings | Equal Tee |  | PF388 | Equal Tee,1/4",MS,Forged,0-10 Barg.,100° C,Pipe Welding | 7412 | 0 | NOS | 0 | 0 | RAW | 18 | 0 | YES | YES |  | NO |  | 10-APR-2025 11:10:01AM | [26 empty] | E1002 : Pradeep Sati
Piping and Fittings | Equal Tee |  | PF389 | Equal Tee,1/2",MS,Forged,0-10 Barg.,100° C,Pipe Welding | 7412 | 0 | NOS | 0 | 0 | RAW | 18 | 0 | YES | YES |  | NO |  | 10-APR-2025 11:10:01AM | [26 empty] | E1002 : Pradeep Sati
Piping and Fittings | Hex Nipple |  | PF39 | Hex Nipple,2.5",SS-316,Atam,0-10 Barg,100° C,Male-NPT | 7307 | 0 | NOS | 0 | 0 | RAW | 18 | 0 | YES | YES |  | NO |  | 10-APR-2025 11:09:59AM | [26 empty] | E1002 : Pradeep Sati
Piping and Fittings | Equal Tee |  | PF390 | Equal Tee,3/4",MS,Forged,0-10 Barg.,100° C,Pipe Welding | 7412 | 0 | NOS | 0 | 0 | RAW | 18 | 0 | YES | YES |  | NO |  | 10-APR-2025 11:10:01AM | [26 empty] | E1002 : Pradeep Sati
Piping and Fittings | Equal Tee |  | PF391 | Equal Tee,1",MS,Forged,0-10 Barg.,100° C,Pipe Welding | 7412 | 0 | NOS | 0 | 0 | RAW | 18 | 0 | YES | YES |  | NO |  | 10-APR-2025 11:10:01AM | [26 empty] | E1002 : Pradeep Sati
Piping and Fittings | Equal Tee |  | PF392 | Equal Tee,1.5",MS,Forged,0-10 Barg.,100° C,Pipe Welding | 7412 | 0 | NOS | 0 | 0 | RAW | 18 | 0 | YES | YES |  | NO |  | 10-APR-2025 11:10:01AM | [26 empty] | E1002 : Pradeep Sati
Piping and Fittings | Equal Tee |  | PF393 | Equal Tee,2",MS,Forged,0-10 Barg.,100° C,Pipe Welding | 7412 | 0 | NOS | 0 | 0 | RAW | 18 | 0 | YES | YES |  | NO |  | 10-APR-2025 11:10:01AM | [26 empty] | E1002 : Pradeep Sati
Piping and Fittings | Equal Tee |  | PF394 | Equal Tee,2.5",MS,Forged,0-10 Barg.,100° C,Pipe Welding | 7412 | 0 | NOS | 0 | 0 | RAW | 18 | 0 | YES | YES |  | NO |  | 10-APR-2025 11:10:01AM | [26 empty] | E1002 : Pradeep Sati
Piping and Fittings | Equal Tee |  | PF395 | Equal Tee,3",MS,Forged,0-10 Barg.,100° C,Pipe Welding | 7412 | 0 | NOS | 0 | 0 | RAW | 18 | 0 | YES | YES |  | NO |  | 10-APR-2025 11:10:01AM | [26 empty] | E1002 : Pradeep Sati
Piping and Fittings | Equal Tee |  | PF396 | Equal Tee,1/4",SS-304,Forged,0-10 Barg.,100° C,Pipe Welding | 7412 | 0 | NOS | 0 | 0 | RAW | 18 | 0 | YES | YES |  | NO |  | 10-APR-2025 11:10:01AM | [26 empty] | E1002 : Pradeep Sati
Piping and Fittings | Equal Tee |  | PF397 | Equal Tee,1/2",SS-304,Forged,0-10 Barg.,100° C,Pipe Welding | 7412 | 0 | NOS | 0 | 0 | RAW | 18 | 0 | YES | YES |  | NO |  | 10-APR-2025 11:10:01AM | [26 empty] | E1002 : Pradeep Sati
Piping and Fittings | Equal Tee |  | PF398 | Equal Tee,3/4",SS-304,Forged,0-10 Barg.,100° C,Pipe Welding | 7412 | 0 | NOS | 0 | 0 | RAW | 18 | 0 | YES | YES |  | NO |  | 10-APR-2025 11:10:01AM | [26 empty] | E1002 : Pradeep Sati
Piping and Fittings | Equal Tee |  | PF399 | Equal Tee,1",SS-304,Forged,0-10 Barg.,100° C,Pipe Welding | 7412 | 0 | NOS | 0 | 0 | RAW | 18 | 0 | YES | YES |  | NO |  | 10-APR-2025 11:10:01AM | [26 empty] | E1002 : Pradeep Sati
Piping and Fittings | Hex Nipple |  | PF4 | Hex Nipple,3/4",Brass,PBI,0-10 Barg,100° C,Male-PT | 7307 | 1465 | NOS | 1 | 0 | RAW | 18 | 0 | YES | YES |  | NO |  | 10-APR-2025 11:09:58AM | [26 empty] | E1002 : Pradeep Sati | 18-JUL-2026 1:01:55PM | H1155 : Raushan Kumar
Piping and Fittings | Hex Nipple |  | PF40 | Hex Nipple,3",SS-316,Atam,0-10 Barg,100° C,Male-NPT | 7307 | 0 | NOS | 0 | 0 | RAW | 18 | 0 | YES | YES |  | NO |  | 10-APR-2025 11:09:59AM | [26 empty] | E1002 : Pradeep Sati
Piping and Fittings | Equal Tee |  | PF400 | Equal Tee,1.5",SS-304,Forged,0-10 Barg.,100° C,Pipe Welding | 7412 | 0 | NOS | 0 | 0 | RAW | 18 | 0 | YES | YES |  | NO |  | 10-APR-2025 11:10:01AM | [26 empty] | E1002 : Pradeep Sati
Piping and Fittings | Equal Tee |  | PF401 | Equal Tee,2",SS-304,Forged,0-10 Barg.,100° C,Pipe Welding | 7412 | 0 | NOS | 430 | 0 | RAW | 18 | 0 | YES | YES |  | NO |  | 10-APR-2025 11:10:01AM | [26 empty] | E1002 : Pradeep Sati | 17-JUN-2025 5:37:57PM | H1155 : Raushan Kumar
Piping and Fittings | Equal Tee |  | PF402 | Equal Tee,2.5",SS-304,Forged,0-10 Barg.,100° C,Pipe Welding | 7412 | 0 | NOS | 0 | 0 | RAW | 18 | 0 | YES | YES |  | NO |  | 10-APR-2025 11:10:01AM | [26 empty] | E1002 : Pradeep Sati
Piping and Fittings | Equal Tee |  | PF403 | Equal Tee,3",SS-304,Forged,0-10 Barg.,100° C,Pipe Welding | 7412 | 0 | NOS | 850 | 0 | RAW | 18 | 0 | YES | YES |  | NO |  | 10-APR-2025 11:10:01AM | [26 empty] | E1002 : Pradeep Sati | 17-JUN-2025 5:37:57PM | H1155 : Raushan Kumar
Piping and Fittings | Hose |  | PF404 | Hose,1/4",Without Crimping,Synthetic Rubber,Parker-R6,N/A,0-35 Barg,(-35°C to 100°C) | 391739 | 0 | Mtr | 0 | 0 | RAW | 18 | 0 | YES | YES |  | NO |  | 10-APR-2025 11:10:01AM | [26 empty] | E1002 : Pradeep Sati | 16-MAY-2025 2:13:28PM | E1002 : Pradeep Sati
Piping and Fittings | Hose |  | PF405 | Hose,1/4",Crimped,Synthetic Rubber,Parker-R6,Female-PT,0-35 Barg,(-35°C to 100°C) | 391739 | 0 | Mtr | 0 | 0 | RAW | 18 | 0 | YES | YES |  | NO |  | 10-APR-2025 11:10:01AM | [26 empty] | E1002 : Pradeep Sati | 16-MAY-2025 2:13:28PM | E1002 : Pradeep Sati
Piping and Fittings | Hose |  | PF406 | Hose,1/2",Without Crimping,Synthetic Rubber,Parker-R6,N/A,0-35 Barg,(-35°C to 100°C) | 391739 | 0 | Mtr | 0 | 0 | RAW | 18 | 0 | YES | YES |  | NO |  | 10-APR-2025 11:10:01AM | [26 empty] | E1002 : Pradeep Sati | 16-MAY-2025 2:13:28PM | E1002 : Pradeep Sati
Piping and Fittings | Hose |  | PF407 | Hose,1/2",Crimped,Synthetic Rubber,Parker-R6,Female-PT,0-35 Barg,(-35°C to 100°C) | 391739 | 16.17 | Mtr | 1051.24 | 0 | RAW | 18 | 0 | YES | YES |  | NO |  | 10-APR-2025 11:10:01AM | [26 empty] | E1002 : Pradeep Sati | 18-AUG-2026 11:42:09AM | H1155 : Raushan Kumar
Piping and Fittings | Hose |  | PF408 | Hose,3/4",Without Crimping,Synthetic Rubber,Parker-R6,N/A,0-35 Barg,(-35°C to 100°C) | 391739 | 0 | Mtr | 258.54 | 0 | RAW | 18 | 0 | YES | YES |  | NO |  | 10-APR-2025 11:10:01AM | [26 empty] | E1002 : Pradeep Sati | 12-AUG-2025 11:09:12AM | H1155 : Raushan Kumar
Piping and Fittings | Hose |  | PF409 | Hose,3/4",Crimped,Synthetic Rubber,Parker-R6,Female-PT,0-35 Barg,(-35°C to 100°C) | 391739 | 1.2 | Mtr | 848.01 | 0 | RAW | 18 | 0 | YES | YES |  | NO |  | 10-APR-2025 11:10:01AM | [26 empty] | E1002 : Pradeep Sati | 09-DEC-2025 9:23:25AM | H1155 : Raushan Kumar
Piping and Fittings | Hex Nipple |  | PF41 | Hex Nipple,1/4",GI,,0-10 Barg,100° C,Male-PT | 7307 | 0 | NOS | 0 | 0 | RAW | 18 | 0 | YES | YES |  | NO |  | 10-APR-2025 11:09:59AM | [26 empty] | E1002 : Pradeep Sati
Piping and Fittings | Hose |  | PF410 | Hose,1",Without Crimping,Synthetic Rubber,Parker-R6,N/A,0-35 Barg,(-35°C to 100°C) | 391739 | 17.52 | Mtr | 344.72 | 0 | RAW | 18 | 0 | YES | YES |  | NO |  | 10-APR-2025 11:10:01AM | [26 empty] | E1002 : Pradeep Sati | 29-JUL-2026 10:24:27AM | H1155 : Raushan Kumar
Piping and Fittings | Hose |  | PF411 | Hose,1",Crimped,Synthetic Rubber,Parker-R6,Female-PT,0-35 Barg,(-35°C to 100°C) | 391739 | 121.92 | Mtr | 700 | 0 | RAW | 18 | 0 | YES | YES |  | NO |  | 10-APR-2025 11:10:01AM | [26 empty] | E1002 : Pradeep Sati | 29-AUG-2026 3:02:42PM | H1155 : Raushan Kumar
Piping and Fittings | Hose |  | PF412 | Hose,1/2",Without Crimping,Synthetic Rubber,Parker-R1,N/A,0-35 Barg,(-35°C to 100°C) | 391739 | 0 | Mtr | 0 | 0 | RAW | 18 | 0 | YES | YES |  | NO |  | 10-APR-2025 11:10:01AM | [26 empty] | E1002 : Pradeep Sati | 16-MAY-2025 2:13:28PM | E1002 : Pradeep Sati
Piping and Fittings | Hose |  | PF413 | Hose,1/2",Crimped,Synthetic Rubber,Parker-R1,Female-PT,0-35 Barg,(-35°C to 100°C) | 391739 | 0 | Mtr | 402.5 | 0 | RAW | 18 | 0 | YES | YES |  | NO |  | 10-APR-2025 11:10:01AM | [26 empty] | E1002 : Pradeep Sati | 24-JAN-2026 11:26:17AM | H1155 : Raushan Kumar
Piping and Fittings | Hose |  | PF414 | Hose,3/4",Without Crimping,Synthetic Rubber,Parker-R1,N/A,0-35 Barg,(-35°C to 100°C) | 391739 | 0 | Mtr | 0 | 0 | RAW | 18 | 0 | YES | YES |  | NO |  | 10-APR-2025 11:10:01AM | [26 empty] | E1002 : Pradeep Sati | 16-MAY-2025 2:13:28PM | E1002 : Pradeep Sati
Piping and Fittings | Hose |  | PF415 | Hose,3/4",Crimped,Synthetic Rubber,Parker-R1,Female-PT,0-35 Barg,(-35°C to 100°C) | 391739 | 7.04 | Mtr | 458.88 | 0 | RAW | 18 | 0 | YES | YES |  | NO |  | 10-APR-2025 11:10:01AM | [26 empty] | E1002 : Pradeep Sati | 10-MAR-2026 3:58:19PM | H1155 : Raushan Kumar
Piping and Fittings | Hose |  | PF416 | Hose,1",Without Crimping,Synthetic Rubber,Parker-R1,N/A,0-35 Barg,(-35°C to 100°C) | 391739 | 0 | Mtr | 500.34 | 0 | RAW | 18 | 0 | YES | YES |  | NO |  | 10-APR-2025 11:10:01AM | [26 empty] | E1002 : Pradeep Sati | 16-MAY-2025 2:13:29PM | E1002 : Pradeep Sati
Piping and Fittings | Hose |  | PF417 | Hose,1",Crimped,Synthetic Rubber,Parker-R1,Female-PT,0-35 Barg,(-35°C to 100°C) | 391739 | 1.2 | Mtr | 1076.92 | 0 | RAW | 18 | 0 | YES | YES |  | NO |  | 10-APR-2025 11:10:01AM | [26 empty] | E1002 : Pradeep Sati | 18-JUN-2026 10:38:41AM | H1155 : Raushan Kumar
Piping and Fittings | Hose |  | PF418 | Hose,1.5",Without Crimping,Synthetic Rubber,Parker-Air Master,N/A,0-35 Barg,(-35°C to 100°C) | 391739 | 22.14 | Mtr | 457.52 | 0 | RAW | 18 | 0 | YES | YES |  | NO |  | 10-APR-2025 11:10:01AM | [26 empty] | E1002 : Pradeep Sati | 09-MAR-2026 10:25:04AM | H1155 : Raushan Kumar
Piping and Fittings | Hose |  | PF419 | Hose,1.5",Crimped,Synthetic Rubber,Parker-Air Master,Female-PT,0-35 Barg,(-35°C to 100°C) | 391739 | 0.09 | Mtr | 2566 | 0 | RAW | 18 | 0 | YES | YES |  | NO |  | 10-APR-2025 11:10:01AM | [26 empty] | E1002 : Pradeep Sati | 20-AUG-2026 2:34:06PM | H1155 : Raushan Kumar
Piping and Fittings | Hex Nipple |  | PF42 | Hex Nipple,1/8",GI,,0-10 Barg,100° C,Male-PT | 7307 | 0 | NOS | 0 | 0 | RAW | 18 | 0 | YES | YES |  | NO |  | 10-APR-2025 11:09:59AM | [26 empty] | E1002 : Pradeep Sati
Piping and Fittings | Hose |  | PF420 | Hose,2",Without Crimping,Synthetic Rubber,Parker-Air Master,N/A,0-35 Barg,(-35°C to 100°C) | 391739 | 0 | Mtr | 0 | 0 | RAW | 18 | 0 | YES | YES |  | NO |  | 10-APR-2025 11:10:01AM | [26 empty] | E1002 : Pradeep Sati | 16-MAY-2025 2:13:29PM | E1002 : Pradeep Sati
Piping and Fittings | Hose |  | PF421 | Hose,2",Crimped,Synthetic Rubber,Parker-Air Master,Female-PT,0-35 Barg,(-35°C to 100°C) | 391739 | 9.83 | MTR | 2169.28 | 0 | RAW | 18 | 0 | YES | YES |  | NO |  | 10-APR-2025 11:10:01AM | [26 empty] | E1002 : Pradeep Sati | 16-DEC-2025 11:31:32AM | H1155 : Raushan Kumar
Piping and Fittings | Hose |  | PF422 | Hose,1/4",Without Crimping,Teflon with SS Braiding,,N/A,0-8 Barg,(-240°C to 260°C) | 391739 | 0 | MTR | 0 | 0 | RAW | 18 | 0 | YES | YES |  | NO |  | 10-APR-2025 11:10:01AM | [26 empty] | E1002 : Pradeep Sati
Piping and Fittings | Hose |  | PF423 | Hose,1/4",Crimped,Teflon with SS Braiding,,Female-PT,0-8 Barg,(-240°C to 260°C) | 391739 | 3 | MTR | 0 | 0 | RAW | 18 | 0 | YES | YES |  | NO |  | 10-APR-2025 11:10:01AM | [26 empty] | E1002 : Pradeep Sati | 17-NOV-2025 5:52:28PM | E1002 : Pradeep Sati
Piping and Fittings | Hose |  | PF424 | Hose,1/2",Without Crimping,Teflon with SS Braiding,,N/A,0-8 Barg,(-240°C to 260°C) | 391739 | 0 | MTR | 0 | 0 | RAW | 18 | 0 | YES | YES |  | NO |  | 10-APR-2025 11:10:01AM | [26 empty] | E1002 : Pradeep Sati
Piping and Fittings | Hose |  | PF425 | Hose,1/2",Crimped,Teflon with SS Braiding,,Female-PT,0-8 Barg,(-240°C to 260°C) | 391739 | 928.16 | MTR | 125 | 0 | RAW | 18 | 0 | YES | YES |  | NO |  | 10-APR-2025 11:10:01AM | [26 empty] | E1002 : Pradeep Sati | 07-SEP-2026 9:14:28AM | H1155 : Raushan Kumar
Piping and Fittings | Hose |  | PF426 | Hose,3/4",Without Crimping,Teflon with SS Braiding,,N/A,0-8 Barg,(-240°C to 260°C) | 391739 | 0 | MTR | 0 | 0 | RAW | 18 | 0 | YES | YES |  | NO |  | 10-APR-2025 11:10:01AM | [26 empty] | E1002 : Pradeep Sati
Piping and Fittings | Hose |  | PF427 | Hose,3/4",Crimped,Teflon with SS Braiding,,Female-PT,0-8 Barg,(-240°C to 260°C) | 391739 | 16.28 | MTR | 1547.74 | 0 | RAW | 18 | 0 | YES | YES |  | NO |  | 10-APR-2025 11:10:01AM | [26 empty] | E1002 : Pradeep Sati | 29-JUL-2026 11:59:17AM | H1155 : Raushan Kumar
Piping and Fittings | Hose |  | PF428 | Hose,1",Without Crimping,Teflon with SS Braiding,,N/A,0-8 Barg,(-240°C to 260°C) | 391739 | 0 | MTR | 0 | 0 | RAW | 18 | 0 | YES | YES |  | NO |  | 10-APR-2025 11:10:02AM | [26 empty] | E1002 : Pradeep Sati
Piping and Fittings | Hose |  | PF429 | Hose,1",Crimped,Teflon with SS Braiding,,Female-PT,0-8 Barg,(-240°C to 260°C) | 391739 | 177.78 | MTR | 233.33 | 0 | RAW | 18 | 0 | YES | YES |  | NO |  | 10-APR-2025 11:10:02AM | [26 empty] | E1002 : Pradeep Sati | 07-SEP-2026 9:14:28AM | H1155 : Raushan Kumar
Piping and Fittings | Hex Nipple |  | PF43 | Hex Nipple,3/8",GI,,0-10 Barg,100° C,Male-PT | 7307 | 0 | NOS | 0 | 0 | RAW | 18 | 0 | YES | YES |  | NO |  | 10-APR-2025 11:09:59AM | [26 empty] | E1002 : Pradeep Sati
Piping and Fittings | Pipe |  | PF430 | Pipe,ID 100 mm,6 mm (SCH 40),MS,Seamless,,0-20 Barg,(-45°C to 400°C) | 7306 | 0 | MTR | 0 | 0 | RAW | 18 | 0 | YES | YES |  | NO |  | 10-APR-2025 11:10:02AM | [26 empty] | E1002 : Pradeep Sati | 05-JUN-2025 5:03:11PM | E1002 : Pradeep Sati
Piping and Fittings | Pipe |  | PF431 | Pipe,ID 207 mm,6 mm (SCH 40),MS,Seamless,,0-20 Barg,(-45°C to 400°C) | 7306 | 0 | MTR | 0 | 0 | RAW | 18 | 0 | YES | YES |  | NO |  | 10-APR-2025 11:10:02AM | [26 empty] | E1002 : Pradeep Sati
Piping and Fittings | Pipe |  | PF432 | Pipe,ID 310 mm,6 mm (SCH 40),MS,Seamless,,0-20 Barg,(-45°C to 400°C) | 7306 | 0 | MTR | 0 | 0 | RAW | 18 | 0 | YES | YES |  | NO |  | 10-APR-2025 11:10:02AM | [26 empty] | E1002 : Pradeep Sati
Piping and Fittings | Pipe |  | PF433 | Pipe,ID 344 mm,6 mm (SCH 40),MS,Seamless,,0-20 Barg,(-45°C to 400°C) | 7306 | 0 | MTR | 0 | 0 | RAW | 18 | 0 | YES | YES |  | NO |  | 10-APR-2025 11:10:02AM | [26 empty] | E1002 : Pradeep Sati | 04-JUL-2025 11:45:28AM | H1155 : Raushan Kumar
Piping and Fittings | Pipe |  | PF434 | Pipe,ID 394 mm,6 mm (SCH 40),MS,Seamless,,0-20 Barg,(-45°C to 400°C) | 7306 | 0 | MTR | 0 | 0 | RAW | 18 | 0 | YES | YES |  | NO |  | 10-APR-2025 11:10:02AM | [26 empty] | E1002 : Pradeep Sati | 05-JUN-2025 5:03:09PM | E1002 : Pradeep Sati
Piping and Fittings | Pipe |  | PF435 | Pipe,ID 12 mm,2 mm,PL-AL-PL,ERW,Jindal,0-10 Barg,60°C | 391721 | 0 | MTR | 0 | 0 | RAW | 18 | 0 | YES | YES |  | NO |  | 10-APR-2025 11:10:02AM | [26 empty] | E1002 : Pradeep Sati
Piping and Fittings | Pipe |  | PF436 | Pipe,ID 16 mm,2 mm,PL-AL-PL,ERW,Jindal,0-10 Barg,60°C | 391721 | 0 | MTR | 0 | 0 | RAW | 18 | 0 | YES | YES |  | NO |  | 10-APR-2025 11:10:02AM | [26 empty] | E1002 : Pradeep Sati
Piping and Fittings | Pipe |  | PF437 | Pipe,ID 20 mm,2.5 mm,PL-AL-PL,ERW,Jindal,0-10 Barg,60°C | 391721 | 0 | MTR | 0 | 0 | RAW | 18 | 0 | YES | YES |  | NO |  | 10-APR-2025 11:10:02AM | [26 empty] | E1002 : Pradeep Sati | 06-DEC-2025 11:18:20AM | H1155 : Raushan Kumar
Piping and Fittings | Pipe |  | PF438 | Pipe,ID 25 mm,3.5 mm,PL-AL-PL,ERW,Jindal,0-10 Barg,60°C | 391721 | 36.5 | MTR | 202.3 | 0 | RAW | 18 | 0 | YES | YES |  | NO |  | 10-APR-2025 11:10:02AM | [26 empty] | E1002 : Pradeep Sati | 19-AUG-2026 4:30:03PM | H1155 : Raushan Kumar
Piping and Fittings | Pipe |  | PF439 | Pipe,ID 32 mm,4 mm,PL-AL-PL,ERW,Jindal,0-10 Barg,60°C | 391721 | 0 | MTR | 0 | 0 | RAW | 18 | 0 | YES | YES |  | NO |  | 10-APR-2025 11:10:02AM | [26 empty] | E1002 : Pradeep Sati
Piping and Fittings | Hex Nipple |  | PF44 | Hex Nipple,3/4",GI,,0-10 Barg,100° C,Male-PT | 7307 | 0 | NOS | 0 | 0 | RAW | 18 | 0 | YES | YES |  | NO |  | 10-APR-2025 11:09:59AM | [26 empty] | E1002 : Pradeep Sati
Piping and Fittings | Pipe |  | PF440 | Pipe,ID 40 mm,5 mm,PL-AL-PL,ERW,Jindal,0-10 Barg,60°C | 391721 | 19 | MTR | 799 | 0 | RAW | 18 | 0 | YES | YES |  | NO |  | 10-APR-2025 11:10:02AM | [26 empty] | E1002 : Pradeep Sati | 13-AUG-2026 2:56:11PM | H1155 : Raushan Kumar
Piping and Fittings | Pipe |  | PF441 | Pipe,ID 2 mm,0.5 mm,SS-304,ERW,,0-10 Barg,60°C | 730690 | 2 | MTR | 150 | 0 | RAW | 18 | 0 | YES | YES |  | NO |  | 10-APR-2025 11:10:02AM | [26 empty] | E1002 : Pradeep Sati | 09-SEP-2026 4:58:37PM | H1155 : Raushan Kumar
Piping and Fittings | Flange |  | PF442 | Flange,Raised Face,1/2",MS,150 #,,0-10 Barg.,150° C | 730722 | 0 | NOS | 90 | 0 | RAW | 18 | 0 | YES | YES |  | NO |  | 10-APR-2025 11:10:02AM | [26 empty] | E1002 : Pradeep Sati | 25-OCT-2025 12:14:57PM | H1155 : Raushan Kumar
Piping and Fittings | Flange |  | PF443 | Flange,Raised Face,3/4",MS,150 #,,0-10 Barg.,150° C | 730722 | 0 | NOS | 0 | 0 | RAW | 18 | 0 | YES | YES |  | NO |  | 10-APR-2025 11:10:02AM | [26 empty] | E1002 : Pradeep Sati
Piping and Fittings | Flange |  | PF444 | Flange,Raised Face,1",MS,150 #,,0-10 Barg.,150° C | 730722 | 0 | NOS | 0 | 0 | RAW | 18 | 0 | YES | YES |  | NO |  | 10-APR-2025 11:10:02AM | [26 empty] | E1002 : Pradeep Sati
Piping and Fittings | Flange |  | PF445 | Flange,Raised Face,1.25",MS,150 #,,0-10 Barg.,150° C | 730722 | 0 | NOS | 0 | 0 | RAW | 18 | 0 | YES | YES |  | NO |  | 10-APR-2025 11:10:02AM | [26 empty] | E1002 : Pradeep Sati
Piping and Fittings | Flange |  | PF446 | Flange,Raised Face,1.5",MS,150 #,,0-10 Barg.,150° C | 730722 | 0 | NOS | 230 | 0 | RAW | 18 | 0 | YES | YES |  | NO |  | 10-APR-2025 11:10:02AM | [26 empty] | E1002 : Pradeep Sati | 23-SEP-2025 12:17:22PM | H1155 : Raushan Kumar
Piping and Fittings | Flange |  | PF447 | Flange,Raised Face,2",MS,150 #,,0-10 Barg.,150° C | 730722 | 0 | NOS | 295 | 0 | RAW | 18 | 0 | YES | YES |  | NO |  | 10-APR-2025 11:10:02AM | [26 empty] | E1002 : Pradeep Sati | 23-SEP-2025 12:23:43PM | H1155 : Raushan Kumar
Piping and Fittings | Flange |  | PF448 | Flange,Raised Face,2.5",MS,150 #,,0-10 Barg.,150° C | 730722 | 10 | NOS | 210 | 0 | RAW | 18 | 0 | YES | YES |  | NO |  | 10-APR-2025 11:10:02AM | [26 empty] | E1002 : Pradeep Sati | 22-APR-2026 4:03:14PM | H1155 : Raushan Kumar
Piping and Fittings | Flange |  | PF449 | Flange,Raised Face,3",MS,150 #,,0-10 Barg.,150° C | 730722 | 6 | NOS | 230 | 0 | RAW | 18 | 0 | YES | YES |  | NO |  | 10-APR-2025 11:10:02AM | [26 empty] | E1002 : Pradeep Sati | 22-APR-2026 4:03:14PM | H1155 : Raushan Kumar
Piping and Fittings | Hex Nipple |  | PF45 | Hex Nipple,1",GI,,0-10 Barg,100° C,Male-PT | 7307 | 0 | NOS | 0 | 0 | RAW | 18 | 0 | YES | YES |  | NO |  | 10-APR-2025 11:09:59AM | [26 empty] | E1002 : Pradeep Sati
Piping and Fittings | Flange |  | PF450 | Flange,Raised Face,4",MS,150 #,,0-10 Barg.,150° C | 730722 | 0 | NOS | 350 | 0 | RAW | 18 | 0 | YES | YES |  | NO |  | 10-APR-2025 11:10:02AM | [26 empty] | E1002 : Pradeep Sati | 25-OCT-2025 12:18:28PM | H1155 : Raushan Kumar
Piping and Fittings | Flange |  | PF451 | Flange,Raised Face,1/2",SS,150 #,,0-10 Barg.,150° C | 730722 | 0 | NOS | 260 | 0 | RAW | 18 | 0 | YES | YES |  | NO |  | 10-APR-2025 11:10:02AM | [26 empty] | E1002 : Pradeep Sati | 17-JUN-2025 5:58:30PM | H1155 : Raushan Kumar
Piping and Fittings | Flange |  | PF452 | Flange,Raised Face,3/4",SS,150 #,,0-10 Barg.,150° C | 730722 | 0 | NOS | 0 | 0 | RAW | 18 | 0 | YES | YES |  | NO |  | 10-APR-2025 11:10:02AM | [26 empty] | E1002 : Pradeep Sati
Piping and Fittings | Flange |  | PF453 | Flange,Raised Face,1",SS,150 #,,0-10 Barg.,150° C | 730722 | 0 | NOS | 450 | 0 | RAW | 18 | 0 | YES | YES |  | NO |  | 10-APR-2025 11:10:02AM | [26 empty] | E1002 : Pradeep Sati | 03-FEB-2026 4:11:00PM | H1155 : Raushan Kumar
Piping and Fittings | Flange |  | PF454 | Flange,Raised Face,1.25",SS,150 #,,0-10 Barg.,150° C | 730722 | 0 | NOS | 0 | 0 | RAW | 18 | 0 | YES | YES |  | NO |  | 10-APR-2025 11:10:02AM | [26 empty] | E1002 : Pradeep Sati
Piping and Fittings | Flange |  | PF455 | Flange,Raised Face,1.5",SS,150 #,,0-10 Barg.,150° C | 730722 | 0 | NOS | 0 | 0 | RAW | 18 | 0 | YES | YES |  | NO |  | 10-APR-2025 11:10:02AM | [26 empty] | E1002 : Pradeep Sati
Piping and Fittings | Flange |  | PF456 | Flange,Raised Face,2",SS,150 #,,0-10 Barg.,150° C | 730722 | 0 | NOS | 700 | 0 | RAW | 18 | 0 | YES | YES |  | NO |  | 10-APR-2025 11:10:02AM | [26 empty] | E1002 : Pradeep Sati | 03-FEB-2026 4:11:00PM | H1155 : Raushan Kumar
Piping and Fittings | Flange |  | PF457 | Flange,Raised Face,2.5",SS,150 #,,0-10 Barg.,150° C | 730722 | 0 | NOS | 0 | 0 | RAW | 18 | 0 | YES | YES |  | NO |  | 10-APR-2025 11:10:02AM | [26 empty] | E1002 : Pradeep Sati
Piping and Fittings | Flange |  | PF458 | Flange,Raised Face,3",SS,150 #,,0-10 Barg.,150° C | 730722 | 0 | NOS | 1050 | 0 | RAW | 18 | 0 | YES | YES |  | NO |  | 10-APR-2025 11:10:02AM | [26 empty] | E1002 : Pradeep Sati | 03-FEB-2026 4:11:00PM | H1155 : Raushan Kumar
Piping and Fittings | Flange |  | PF459 | Flange,Raised Face,4",SS,150 #,,0-10 Barg.,150° C | 730722 | 0 | NOS | 0 | 0 | RAW | 18 | 0 | YES | YES |  | NO |  | 10-APR-2025 11:10:02AM | [26 empty] | E1002 : Pradeep Sati
Piping and Fittings | Hex Nipple |  | PF46 | Hex Nipple,1.25",GI,,0-10 Barg,100° C,Male-PT | 7307 | 0 | NOS | 0 | 0 | RAW | 18 | 0 | YES | YES |  | NO |  | 10-APR-2025 11:09:59AM | [26 empty] | E1002 : Pradeep Sati
Piping and Fittings | Beading |  | PF460 | Beading,Door Beading,EPDM Rubber,U,1.4 mm,7.5 mm,,Black,60° C | 4016 | 0 | MTR | 0 | 0 | RAW | 18 | 0 | YES | YES |  | NO |  | 10-APR-2025 11:10:02AM | [26 empty] | E1002 : Pradeep Sati
Piping and Fittings | Door Lock |  | PF461 | Door Lock,Swing Handle,Arihunt,PVC/MS, | 8301 | 34 | NOS | 375 | 0 | RAW | 18 | 0 | YES | YES |  | NO |  | 10-APR-2025 11:10:02AM | [26 empty] | E1002 : Pradeep Sati | 09-SEP-2026 4:58:37PM | H1155 : Raushan Kumar
Piping and Fittings | Door Lock |  | PF462 | Door Lock,Cam Lock-Quarter Turn ,Arihunt,PVC/MS, | 8301 | 0 | NOS | 0 | 0 | RAW | 18 | 0 | YES | YES |  | NO |  | 10-APR-2025 11:10:02AM | [26 empty] | E1002 : Pradeep Sati | 05-JUN-2025 5:03:24PM | E1002 : Pradeep Sati
Piping and Fittings | Door Lock |  | PF463 | Door Lock,Padlock,,MS,50 mm | 8301 | 0 | NOS | 0 | 0 | RAW | 18 | 0 | YES | YES |  | NO |  | 10-APR-2025 11:10:02AM | [26 empty] | E1002 : Pradeep Sati
Piping and Fittings | I-Beam |  | PF464 | I-Beam,150 X 75 mm,5 mm,MS, | 7216 | 0 | MTR | 851.83 | 0 | RAW | 18 | 0 | YES | YES |  | NO |  | 10-APR-2025 11:10:02AM | [26 empty] | E1002 : Pradeep Sati | 05-JUN-2025 5:03:06PM | E1002 : Pradeep Sati
Piping and Fittings | Tie Rod |  | PF465 | Tie Rod,8 mm,GI,,Metric Thread | 853110 | 303.7 | MTR | 0 | 0 | RAW | 18 | 0 | YES | NO |  | NO |  | 10-APR-2025 11:10:02AM | [26 empty] | E1002 : Pradeep Sati | 08-AUG-2026 1:22:44PM | H1155 : Raushan Kumar
Piping and Fittings | Tie Rod |  | PF466 | Tie Rod,10 mm,GI,,Metric Thread | 853110 | 5.5 | MTR | 60 | 0 | RAW | 18 | 0 | YES | YES |  | NO |  | 10-APR-2025 11:10:02AM | [26 empty] | E1002 : Pradeep Sati | 09-SEP-2026 4:58:38PM | H1155 : Raushan Kumar
Piping and Fittings | Caster Wheel |  | PF467 | Caster Wheel,62 mm,500 Kg,Nylon,,Swivel | 8302 | 0 | NOS | 0 | 0 | RAW | 18 | 0 | YES | YES |  | NO |  | 10-APR-2025 11:10:02AM | [26 empty] | E1002 : Pradeep Sati
Piping and Fittings | Hose Clamp |  | PF468 | Hose Clamp,1/2",Jolly,SS,Screw | 8205 | 300 | NOS | 0 | 0 | RAW | 18 | 0 | YES | YES |  | NO |  | 10-APR-2025 11:10:02AM | [26 empty] | E1002 : Pradeep Sati | 03-APR-2026 10:17:48AM | H1155 : Raushan Kumar
Piping and Fittings | Hose Clamp |  | PF469 | Hose Clamp,3/4",Jolly,SS,Screw | 8205 | 840 | NOS | 0 | 0 | RAW | 18 | 0 | YES | YES |  | NO |  | 10-APR-2025 11:10:02AM | [26 empty] | E1002 : Pradeep Sati | 17-NOV-2025 5:52:28PM | E1002 : Pradeep Sati
Piping and Fittings | Hex Nipple |  | PF47 | Hex Nipple,1.5",GI,,0-10 Barg,100° C,Male-PT | 7307 | 0 | NOS | 260 | 0 | RAW | 18 | 0 | YES | YES |  | NO |  | 10-APR-2025 11:09:59AM | [26 empty] | E1002 : Pradeep Sati | 05-JUN-2026 2:52:09PM | H1155 : Raushan Kumar
Piping and Fittings | Hose Clamp |  | PF470 | Hose Clamp,1.25",Jolly,SS,Screw | 8205 | 0 | NOS | 0 | 0 | RAW | 18 | 0 | YES | YES |  | NO |  | 10-APR-2025 11:10:02AM | [26 empty] | E1002 : Pradeep Sati
Piping and Fittings | Hose Clamp |  | PF471 | Hose Clamp,1.5",Jolly,SS,Screw | 8205 | 698 | NOS | 0 | 0 | RAW | 18 | 0 | YES | YES |  | NO |  | 10-APR-2025 11:10:02AM | [26 empty] | E1002 : Pradeep Sati | 17-NOV-2025 5:52:28PM | E1002 : Pradeep Sati
Piping and Fittings | Hose Clamp |  | PF472 | Hose Clamp,2",Jolly,SS,Screw | 8205 | 0 | NOS | 0 | 0 | RAW | 18 | 0 | YES | YES |  | NO |  | 10-APR-2025 11:10:02AM | [26 empty] | E1002 : Pradeep Sati
Piping and Fittings | Nail |  | PF473 | Nail,3 mm,2.5",MS | 7317 | 0 | NOS | 0 | 0 | RAW | 18 | 0 | YES | YES |  | NO |  | 10-APR-2025 11:10:02AM | [26 empty] | E1002 : Pradeep Sati
Piping and Fittings | Nail |  | PF474 | Nail,3 mm,1",MS | 7317 | 500 | NOS | 0 | 0 | RAW | 18 | 0 | YES | YES |  | NO |  | 10-APR-2025 11:10:02AM | [26 empty] | E1002 : Pradeep Sati | 17-NOV-2025 5:52:28PM | E1002 : Pradeep Sati
Piping and Fittings | Bolt |  | PF475 | Bolt,Allen,4 X 16 mm,MS-HTB,Metric Thread, | 7318 | 620 | NOS | 0 | 0 | RAW | 18 | 0 | YES | YES |  | NO |  | 10-APR-2025 11:10:02AM | [26 empty] | E1002 : Pradeep Sati | 17-NOV-2025 5:52:28PM | E1002 : Pradeep Sati
Piping and Fittings | Bolt |  | PF476 | Bolt,Allen,4 X 30 mm,MS-HTB,Metric Thread, | 7318 | 1422 | NOS | 0 | 0 | RAW | 18 | 0 | YES | YES |  | NO |  | 10-APR-2025 11:10:02AM | [26 empty] | E1002 : Pradeep Sati | 21-JUL-2026 2:03:37PM | H1155 : Raushan Kumar
Piping and Fittings | Bolt |  | PF477 | Bolt,Allen,6 X 20 mm,SS,Metric Thread, | 7318 | 226 | NOS | 0 | 0 | RAW | 18 | 0 | YES | YES |  | NO |  | 10-APR-2025 11:10:02AM | [26 empty] | E1002 : Pradeep Sati | 09-SEP-2026 4:58:36PM | H1155 : Raushan Kumar
Piping and Fittings | Bolt |  | PF478 | Bolt,Allen,10 X 20 mm,SS,Metric Thread, | 7318 | 40 | NOS | 0 | 0 | RAW | 18 | 0 | YES | YES |  | NO |  | 10-APR-2025 11:10:02AM | [26 empty] | E1002 : Pradeep Sati | 17-NOV-2025 5:52:28PM | E1002 : Pradeep Sati
Piping and Fittings | Bolt |  | PF479 | Bolt,Hex,10 X 25 mm,MS-HTB,Metric Thread, | 7318 | 36 | NOS | 5 | 0 | RAW | 18 | 0 | YES | YES |  | NO |  | 10-APR-2025 11:10:02AM | [26 empty] | E1002 : Pradeep Sati | 09-SEP-2026 4:58:36PM | H1155 : Raushan Kumar
Piping and Fittings | Hex Nipple |  | PF48 | Hex Nipple,2",GI,,0-10 Barg,100° C,Male-PT | 7307 | 71 | NOS | 360 | 0 | RAW | 18 | 0 | YES | YES |  | NO |  | 10-APR-2025 11:09:59AM | [26 empty] | E1002 : Pradeep Sati | 05-JUN-2026 2:52:09PM | H1155 : Raushan Kumar
Piping and Fittings | Bolt |  | PF480 | Bolt,Hex,10 X 40 mm,MS-HTB,Metric Thread, | 7318 | 232 | NOS | 0 | 0 | RAW | 18 | 0 | YES | YES |  | NO |  | 10-APR-2025 11:10:02AM | [26 empty] | E1002 : Pradeep Sati | 09-SEP-2026 4:58:36PM | H1155 : Raushan Kumar
Piping and Fittings | Bolt |  | PF481 | Bolt,Hex,10 X 100 mm,MS-HTB,Metric Thread, | 7318 | 0 | NOS | 0 | 0 | RAW | 18 | 0 | YES | YES |  | NO |  | 10-APR-2025 11:10:02AM | [26 empty] | E1002 : Pradeep Sati | 05-JUN-2025 5:03:12PM | E1002 : Pradeep Sati
Piping and Fittings | Bolt |  | PF482 | Bolt,Hex,14 X 70 mm,MS-HTB,Metric Thread, | 7318 | 23 | NOS | 57.23 | 0 | RAW | 18 | 0 | YES | YES |  | NO |  | 10-APR-2025 11:10:02AM | [26 empty] | E1002 : Pradeep Sati | 24-JAN-2026 12:21:37PM | H1155 : Raushan Kumar
Piping and Fittings | Bolt |  | PF483 | Bolt,Hex,16 X 75 mm,MS-HTB,Metric Thread, | 7318 | 0 | NOS | 72.79 | 0 | RAW | 18 | 0 | YES | YES |  | NO |  | 10-APR-2025 11:10:02AM | [26 empty] | E1002 : Pradeep Sati | 23-SEP-2025 11:12:25AM | H1155 : Raushan Kumar
Piping and Fittings | Bolt |  | PF484 | Bolt,Hex,6 X 30 mm,SS- 304,Metric Thread, | 7318 | 490 | NOS | 0 | 0 | RAW | 18 | 0 | YES | YES |  | NO |  | 10-APR-2025 11:10:02AM | [26 empty] | E1002 : Pradeep Sati | 17-NOV-2025 5:52:29PM | E1002 : Pradeep Sati
Piping and Fittings | Bolt |  | PF485 | Bolt,Hex,6 X 35 mm,SS- 304,Metric Thread, | 7318 | 520 | NOS | 0 | 0 | RAW | 18 | 0 | YES | YES |  | NO |  | 10-APR-2025 11:10:02AM | [26 empty] | E1002 : Pradeep Sati | 17-NOV-2025 5:52:29PM | E1002 : Pradeep Sati
Piping and Fittings | Bolt |  | PF486 | Bolt,Hex,6 X 60 mm,SS- 304,Metric Thread, | 7318 | 70 | NOS | 0 | 0 | RAW | 18 | 0 | YES | YES |  | NO |  | 10-APR-2025 11:10:02AM | [26 empty] | E1002 : Pradeep Sati | 17-NOV-2025 5:52:29PM | E1002 : Pradeep Sati
Piping and Fittings | Bolt |  | PF487 | Bolt,Hex,6 X 90 mm,SS- 304,Metric Thread, | 7318 | 160 | NOS | 0 | 0 | RAW | 18 | 0 | YES | YES |  | NO |  | 10-APR-2025 11:10:02AM | [26 empty] | E1002 : Pradeep Sati | 17-NOV-2025 5:52:29PM | E1002 : Pradeep Sati
Piping and Fittings | Bolt |  | PF488 | Bolt,Hex,6 X 115 mm,SS- 304,Metric Thread, | 7318 | 0 | NOS | 0 | 0 | RAW | 18 | 0 | YES | YES |  | NO |  | 10-APR-2025 11:10:02AM | [26 empty] | E1002 : Pradeep Sati
Piping and Fittings | Bolt |  | PF489 | Bolt,Hex,8 X 25 mm,SS- 304,Metric Thread, | 7318 | 2 | NOS | 7 | 0 | RAW | 18 | 0 | YES | YES |  | NO |  | 10-APR-2025 11:10:02AM | [26 empty] | E1002 : Pradeep Sati | 20-AUG-2026 1:57:44PM | H1155 : Raushan Kumar
Piping and Fittings | Hex Nipple |  | PF49 | Hex Nipple,2.5",GI,,0-10 Barg,100° C,Male-PT | 7307 | 5 | NOS | 0 | 0 | RAW | 18 | 0 | YES | YES |  | NO |  | 10-APR-2025 11:09:59AM | [26 empty] | E1002 : Pradeep Sati | 05-JUN-2026 2:52:09PM | H1155 : Raushan Kumar
Piping and Fittings | Bolt |  | PF490 | Bolt,U,1.5",GI,Metric Thread, | 7318 | 0 | NOS | 0 | 0 | RAW | 18 | 0 | YES | YES |  | NO |  | 10-APR-2025 11:10:02AM | [26 empty] | E1002 : Pradeep Sati
Piping and Fittings | Bolt |  | PF491 | Bolt,U,3",GI,Metric Thread, | 7318 | 0 | NOS | 0 | 0 | RAW | 18 | 0 | YES | YES |  | NO |  | 10-APR-2025 11:10:02AM | [26 empty] | E1002 : Pradeep Sati
Piping and Fittings | Bolt |  | PF492 | Bolt,U,6",GI,Metric Thread, | 7318 | 321 | NOS | 0 | 0 | RAW | 18 | 0 | YES | YES |  | NO |  | 10-APR-2025 11:10:02AM | [26 empty] | E1002 : Pradeep Sati | 22-AUG-2026 9:30:42AM | H1155 : Raushan Kumar
Piping and Fittings | Bolt |  | PF493 | Bolt,U,7",GI,Metric Thread, | 7318 | 0 | NOS | 0 | 0 | RAW | 18 | 0 | YES | YES |  | NO |  | 10-APR-2025 11:10:02AM | [26 empty] | E1002 : Pradeep Sati | 16-MAY-2026 3:30:45PM | H1155 : Raushan Kumar
Piping and Fittings | Bolt |  | PF494 | Bolt,U,8",GI,Metric Thread, | 7318 | 579 | NOS | 0 | 0 | RAW | 18 | 0 | YES | YES |  | NO |  | 10-APR-2025 11:10:02AM | [26 empty] | E1002 : Pradeep Sati | 08-JUN-2026 9:17:15AM | H1155 : Raushan Kumar
Piping and Fittings | Bolt |  | PF495 | Bolt,U,4",GI,Metric Thread, | 7318 | 0 | NOS | 0 | 0 | RAW | 18 | 0 | YES | YES |  | NO |  | 10-APR-2025 11:10:02AM | [26 empty] | E1002 : Pradeep Sati
Piping and Fittings | Bolt |  | PF496 | Bolt,U,5",GI,Metric Thread, | 7318 | 0 | NOS | 0 | 0 | RAW | 18 | 0 | YES | YES |  | NO |  | 10-APR-2025 11:10:02AM | [26 empty] | E1002 : Pradeep Sati | 30-SEP-2025 2:07:09PM | H1155 : Raushan Kumar
Piping and Fittings | Bolt |  | PF497 | Bolt,Screw,4 X 10 mm,SS,, | 7318 | 2900 | NOS | 430 | 0 | RAW | 18 | 0 | YES | YES |  | NO |  | 10-APR-2025 11:10:02AM | [26 empty] | E1002 : Pradeep Sati | 17-NOV-2025 5:52:29PM | E1002 : Pradeep Sati
Piping and Fittings | Bolt |  | PF498 | Bolt,Self Screw,4 X 20 mm,SS,, | 7318 | 143 | NOS | 0.8 | 0 | RAW | 18 | 0 | YES | YES |  | NO |  | 10-APR-2025 11:10:02AM | [26 empty] | E1002 : Pradeep Sati | 09-SEP-2026 4:58:36PM | H1155 : Raushan Kumar
Piping and Fittings | Bolt |  | PF499 | Bolt,Fastener,8 mm,MS,Metric Thread, | 7318 | 4 | NOS | 18 | 0 | RAW | 18 | 0 | YES | YES |  | NO |  | 10-APR-2025 11:10:02AM | [26 empty] | E1002 : Pradeep Sati | 18-MAY-2026 11:01:16AM | H1155 : Raushan Kumar
Piping and Fittings | Hex Nipple |  | PF5 | Hex Nipple,1",Brass,PBI,0-10 Barg,100° C,Male-PT | 7307 | 2523 | NOS | 1 | 0 | RAW | 18 | 0 | YES | YES |  | NO |  | 10-APR-2025 11:09:58AM | [26 empty] | E1002 : Pradeep Sati | 19-AUG-2026 2:55:16PM | H1155 : Raushan Kumar
Piping and Fittings | Hex Nipple |  | PF50 | Hex Nipple,3",GI,,0-10 Barg,100° C,Male-PT | 7307 | 0 | NOS | 0 | 0 | RAW | 18 | 0 | YES | YES |  | NO |  | 10-APR-2025 11:09:59AM | [26 empty] | E1002 : Pradeep Sati
Piping and Fittings | Bolt |  | PF500 | Bolt,Fastener,10 mm,MS,Metric Thread, | 7318 | 44 | NOS | 9 | 0 | RAW | 18 | 0 | YES | YES |  | NO |  | 10-APR-2025 11:10:02AM | [26 empty] | E1002 : Pradeep Sati | 12-AUG-2026 11:57:43AM | H1155 : Raushan Kumar
Piping and Fittings | Bolt |  | PF501 | Bolt,Rivet,3 mm,AL,Non-Threaded, | 7318 | 789 | NOS | 0.78 | 0 | RAW | 18 | 0 | YES | YES |  | NO |  | 10-APR-2025 11:10:02AM | [26 empty] | E1002 : Pradeep Sati | 09-SEP-2026 4:58:37PM | H1155 : Raushan Kumar
Piping and Fittings | Washer |  | PF502 | Washer,4 mm,Plain,MS, | 7318 | 968 | NOS | 1 | 0 | RAW | 18 | 0 | YES | YES |  | NO |  | 10-APR-2025 11:10:02AM | [26 empty] | E1002 : Pradeep Sati | 09-SEP-2026 4:58:37PM | H1155 : Raushan Kumar
Piping and Fittings | Washer |  | PF503 | Washer,6 mm,Plain,MS, | 7318 | 9194 | NOS | 0 | 0 | RAW | 18 | 0 | YES | YES |  | NO |  | 10-APR-2025 11:10:02AM | [26 empty] | E1002 : Pradeep Sati | 09-SEP-2026 4:58:37PM | H1155 : Raushan Kumar
Piping and Fittings | Washer |  | PF504 | Washer,8 mm,Plain,MS, | 7318 | 826 | NOS | 0.65 | 0 | RAW | 18 | 0 | YES | YES |  | NO |  | 10-APR-2025 11:10:02AM | [26 empty] | E1002 : Pradeep Sati | 12-AUG-2026 11:57:43AM | H1155 : Raushan Kumar
Piping and Fittings | Washer |  | PF505 | Washer,10 mm,Plain,MS, | 7318 | 0 | NOS | 2 | 0 | RAW | 18 | 0 | YES | YES |  | NO |  | 10-APR-2025 11:10:02AM | [26 empty] | E1002 : Pradeep Sati | 09-SEP-2026 4:58:38PM | H1155 : Raushan Kumar
Piping and Fittings | Washer |  | PF506 | Washer,12 mm,Plain,MS, | 7318 | 0 | NOS | 0 | 0 | RAW | 18 | 0 | YES | YES |  | NO |  | 10-APR-2025 11:10:02AM | [26 empty] | E1002 : Pradeep Sati | 04-NOV-2025 9:48:46AM | H1155 : Raushan Kumar
Piping and Fittings | Washer |  | PF507 | Washer,16 mm,Plain,SS, | 7318 | 100 | NOS | 6 | 0 | RAW | 18 | 0 | YES | YES |  | NO |  | 10-APR-2025 11:10:02AM | [26 empty] | E1002 : Pradeep Sati | 09-SEP-2026 4:58:37PM | H1155 : Raushan Kumar
Piping and Fittings | Washer |  | PF508 | Washer,4 mm,Spring,SS, | 7318 | 0 | NOS | 0 | 0 | RAW | 18 | 0 | YES | YES |  | NO |  | 10-APR-2025 11:10:02AM | [26 empty] | E1002 : Pradeep Sati
Piping and Fittings | Washer |  | PF509 | Washer,6 mm,Spring,SS, | 7318 | 4700 | NOS | 0 | 0 | RAW | 18 | 0 | YES | YES |  | NO |  | 10-APR-2025 11:10:02AM | [26 empty] | E1002 : Pradeep Sati | 17-NOV-2025 5:52:29PM | E1002 : Pradeep Sati
Piping and Fittings | Hex Nipple |  | PF51 | Hex Nipple,1/4",CS,,0-10 Barg,100° C,Male-PT | 7307 | 0 | NOS | 0 | 0 | RAW | 18 | 0 | YES | YES |  | NO |  | 10-APR-2025 11:09:59AM | [26 empty] | E1002 : Pradeep Sati
Piping and Fittings | Washer |  | PF510 | Washer,8 mm,Spring,SS, | 7318 | 64 | NOS | 0 | 0 | RAW | 18 | 0 | YES | YES |  | NO |  | 10-APR-2025 11:10:02AM | [26 empty] | E1002 : Pradeep Sati | 08-JUN-2026 3:26:56PM | H1155 : Raushan Kumar
Piping and Fittings | Washer |  | PF511 | Washer,10 mm,Spring,SS, | 7318 | 0 | NOS | 0 | 0 | RAW | 18 | 0 | YES | YES |  | NO |  | 10-APR-2025 11:10:02AM | [26 empty] | E1002 : Pradeep Sati
Piping and Fittings | Washer |  | PF512 | Washer,12 mm,Spring,SS, | 7318 | 0 | NOS | 0 | 0 | RAW | 18 | 0 | YES | YES |  | NO |  | 10-APR-2025 11:10:02AM | [26 empty] | E1002 : Pradeep Sati
Piping and Fittings | Washer |  | PF513 | Washer,16 mm,Spring,SS, | 7318 | 0 | NOS | 0 | 0 | RAW | 18 | 0 | YES | YES |  | NO |  | 10-APR-2025 11:10:02AM | [26 empty] | E1002 : Pradeep Sati
Piping and Fittings | PU Fitting |  | PF514 | PU Fitting,Equal Cross,6 mm,Polyurethane,Janatics,0-10 Barg.,(-10°C to 60°C) | 391721 | 0 | NOS | 0 | 0 | RAW | 18 | 0 | YES | YES |  | NO |  | 10-APR-2025 11:10:02AM | [26 empty] | E1002 : Pradeep Sati | 08-DEC-2025 4:17:12PM | H1155 : Raushan Kumar
Piping and Fittings | PU Fitting |  | PF515 | PU Fitting,Equal Cross,8 mm,Polyurethane,Janatics,0-10 Barg.,(-10°C to 60°C) | 391721 | 117 | NOS | 89 | 0 | RAW | 18 | 0 | YES | YES |  | NO |  | 10-APR-2025 11:10:02AM | [26 empty] | E1002 : Pradeep Sati | 08-JUN-2026 3:26:56PM | H1155 : Raushan Kumar
Piping and Fittings | PU Fitting |  | PF516 | PU Fitting,Male Elbow,1/4" X 6 mm,Polyurethane,Janatics,0-10 Barg.,(-10°C to 60°C) | 391721 | 24 | NOS | 58 | 0 | RAW | 18 | 0 | YES | YES |  | NO |  | 10-APR-2025 11:10:02AM | [26 empty] | E1002 : Pradeep Sati | 31-MAR-2026 12:08:46PM | H1155 : Raushan Kumar
Piping and Fittings | PU Fitting |  | PF517 | PU Fitting,Male Elbow,1/4" X 8 mm,Polyurethane,Janatics-WP2210851,0-10 Barg.,(-10°C to 60°C) | 391721 | 15 | NOS | 76 | 0 | RAW | 18 | 0 | YES | YES |  | NO |  | 10-APR-2025 11:10:02AM | [26 empty] | E1002 : Pradeep Sati | 09-SEP-2026 4:58:37PM | H1155 : Raushan Kumar
Piping and Fittings | PU Fitting |  | PF518 | PU Fitting,Male Elbow,1/2" X 10 mm,Polyurethane,Janatics,0-10 Barg.,(-10°C to 60°C) | 391721 | 4 | NOS | 0 | 0 | RAW | 18 | 0 | YES | YES |  | NO |  | 10-APR-2025 11:10:02AM | [26 empty] | E1002 : Pradeep Sati | 17-NOV-2025 5:52:29PM | E1002 : Pradeep Sati
Piping and Fittings | PU Fitting |  | PF519 | PU Fitting,Male Elbow,1/2" X 12 mm,Polyurethane,Janatics,0-10 Barg.,(-10°C to 60°C) | 391721 | 33 | NOS | 0 | 0 | RAW | 18 | 0 | YES | YES |  | NO |  | 10-APR-2025 11:10:02AM | [26 empty] | E1002 : Pradeep Sati | 09-SEP-2026 4:58:37PM | H1155 : Raushan Kumar
Piping and Fittings | Hex Nipple |  | PF52 | Hex Nipple,1/8",CS,,0-10 Barg,100° C,Male-PT | 7307 | 0 | NOS | 0 | 0 | RAW | 18 | 0 | YES | YES |  | NO |  | 10-APR-2025 11:09:59AM | [26 empty] | E1002 : Pradeep Sati
Piping and Fittings | PU Fitting |  | PF520 | PU Fitting,Reducer,8 X 6 mm,Polyurethane,Janatics,0-10 Barg.,(-10°C to 60°C) | 391721 | 205 | NOS | 0 | 0 | RAW | 18 | 0 | YES | YES |  | NO |  | 10-APR-2025 11:10:02AM | [26 empty] | E1002 : Pradeep Sati | 19-AUG-2026 2:55:16PM | H1155 : Raushan Kumar
Piping and Fittings | PU Fitting |  | PF521 | PU Fitting,Reducer,12 X 8 mm,Polyurethane,Janatics,0-10 Barg.,(-10°C to 60°C) | 391721 | 14 | NOS | 0 | 0 | RAW | 18 | 0 | YES | YES |  | NO |  | 10-APR-2025 11:10:02AM | [26 empty] | E1002 : Pradeep Sati | 30-APR-2026 10:21:16AM | H1155 : Raushan Kumar
Piping and Fittings | PU Fitting |  | PF522 | PU Fitting,Equal Tee,6 mm,Polyurethane,Janatics,0-10 Barg.,(-10°C to 60°C) | 391721 | 334 | NOS | 0 | 0 | RAW | 18 | 0 | YES | YES |  | NO |  | 10-APR-2025 11:10:02AM | [26 empty] | E1002 : Pradeep Sati | 08-JUN-2026 3:26:56PM | H1155 : Raushan Kumar
Piping and Fittings | PU Fitting |  | PF523 | PU Fitting,Equal Tee,8 mm,Polyurethane,Janatics-WP2300808,0-10 Barg.,(-10°C to 60°C) | 391721 | 18 | NOS | 168 | 0 | RAW | 18 | 0 | YES | YES |  | NO |  | 10-APR-2025 11:10:02AM | [26 empty] | E1002 : Pradeep Sati | 09-SEP-2026 4:58:37PM | H1155 : Raushan Kumar
Piping and Fittings | PU Fitting |  | PF524 | PU Fitting,Straight Connector,8 mm,Polyurethane,Janatics,0-10 Barg.,(-10°C to 60°C) | 391721 | 86 | NOS | 54.51 | 0 | RAW | 18 | 0 | YES | YES |  | NO |  | 10-APR-2025 11:10:02AM | [26 empty] | E1002 : Pradeep Sati | 19-AUG-2026 2:55:17PM | H1155 : Raushan Kumar
Piping and Fittings | PU Fitting |  | PF525 | PU Fitting,Straight Connector,10 mm,Polyurethane,Janatics,0-10 Barg.,(-10°C to 60°C) | 391721 | 6 | NOS | 0 | 0 | RAW | 18 | 0 | YES | YES |  | NO |  | 10-APR-2025 11:10:02AM | [26 empty] | E1002 : Pradeep Sati | 17-NOV-2025 5:52:29PM | E1002 : Pradeep Sati
Piping and Fittings | PU Fitting |  | PF526 | PU Fitting,Male Connector,1/8" X 4 mm,Polyurethane,Janatics,0-10 Barg.,(-10°C to 60°C) | 391721 | 8 | NOS | 38 | 0 | RAW | 18 | 0 | YES | YES |  | NO |  | 10-APR-2025 11:10:02AM | [26 empty] | E1002 : Pradeep Sati | 17-NOV-2025 5:52:29PM | E1002 : Pradeep Sati
Piping and Fittings | PU Fitting |  | PF527 | PU Fitting,Male Connector,1/8" X 8 mm,Polyurethane,Janatics,0-10 Barg.,(-10°C to 60°C) | 391721 | 46 | NOS | 36.55 | 0 | RAW | 18 | 0 | YES | YES |  | NO |  | 10-APR-2025 11:10:02AM | [26 empty] | E1002 : Pradeep Sati | 05-AUG-2026 11:26:45AM | H1155 : Raushan Kumar
Piping and Fittings | PU Fitting |  | PF528 | PU Fitting,Male Connector,1/4" X 6 mm,Polyurethane,Janatics,0-10 Barg.,(-10°C to 60°C) | 391721 | 65 | NOS | 0 | 0 | RAW | 18 | 0 | YES | YES |  | NO |  | 10-APR-2025 11:10:02AM | [26 empty] | E1002 : Pradeep Sati | 17-NOV-2025 5:52:29PM | E1002 : Pradeep Sati
Piping and Fittings | PU Fitting |  | PF529 | PU Fitting,Male Connector,1/4" X 8 mm,Polyurethane,Janatics-WP2110851,0-10 Barg.,(-10°C to 60°C) | 391721 | 0 | NOS | 49 | 0 | RAW | 18 | 0 | YES | YES |  | NO |  | 10-APR-2025 11:10:02AM | [26 empty] | E1002 : Pradeep Sati | 31-AUG-2026 12:59:26PM | H1155 : Raushan Kumar
Piping and Fittings | Hex Nipple |  | PF53 | Hex Nipple,3/8",CS,,0-10 Barg,100° C,Male-PT | 7307 | 0 | NOS | 0 | 0 | RAW | 18 | 0 | YES | YES |  | NO |  | 10-APR-2025 11:09:59AM | [26 empty] | E1002 : Pradeep Sati
Piping and Fittings | PU Fitting |  | PF530 | PU Fitting,Male Connector,1/2" X 6 mm,Polyurethane,Janatics,0-10 Barg.,(-10°C to 60°C) | 391721 | 45 | NOS | 92 | 0 | RAW | 18 | 0 | YES | YES |  | NO |  | 10-APR-2025 11:10:02AM | [26 empty] | E1002 : Pradeep Sati | 23-JUL-2026 11:20:27AM | H1155 : Raushan Kumar
Piping and Fittings | PU Fitting |  | PF531 | PU Fitting,Male Connector,1/2" X 8 mm,Polyurethane,Janatics-WP2110853,0-10 Barg.,(-10°C to 60°C) | 391721 | 0 | NOS | 88.48 | 0 | RAW | 18 | 0 | YES | YES |  | NO |  | 10-APR-2025 11:10:02AM | [26 empty] | E1002 : Pradeep Sati | 31-AUG-2026 12:59:26PM | H1155 : Raushan Kumar
Piping and Fittings | PU Fitting |  | PF532 | PU Fitting,Male Connector,1/2" X 10 mm,Polyurethane,Janatics,0-10 Barg.,(-10°C to 60°C) | 391721 | 8 | NOS | 0 | 0 | RAW | 18 | 0 | YES | YES |  | NO |  | 10-APR-2025 11:10:02AM | [26 empty] | E1002 : Pradeep Sati | 23-JUL-2026 11:20:27AM | H1155 : Raushan Kumar
Piping and Fittings | PU Fitting |  | PF533 | PU Fitting,Male Connector,1/2" X 12 mm,Polyurethane,Janatics,0-10 Barg.,(-10°C to 60°C) | 391721 | 0 | NOS | 98.75 | 0 | RAW | 18 | 0 | YES | YES |  | NO |  | 10-APR-2025 11:10:02AM | [26 empty] | E1002 : Pradeep Sati | 31-AUG-2026 12:59:26PM | H1155 : Raushan Kumar
Piping and Fittings | PU Fitting |  | PF534 | PU Fitting,Tube,4 mm,Polyurethane,Parker,Blue,0-8 Barg.,(-20°C to 60°C) | 391721 | 0 | MTR | 0 | 0 | RAW | 18 | 0 | YES | YES |  | NO |  | 10-APR-2025 11:10:02AM | [26 empty] | E1002 : Pradeep Sati
Piping and Fittings | PU Fitting |  | PF535 | PU Fitting,Tube,8 mm,Polyurethane,Parker,Blue,0-8 Barg.,(-20°C to 60°C) | 391721 | 6 | MTR | 0 | 0 | RAW | 18 | 0 | YES | YES |  | NO |  | 10-APR-2025 11:10:02AM | [26 empty] | E1002 : Pradeep Sati | 17-NOV-2025 5:52:29PM | E1002 : Pradeep Sati
Piping and Fittings | PU Fitting |  | PF536 | PU Fitting,Tube,6 mm,Polyurethane,Parker,Transparent,0-8 Barg.,(-20°C to 60°C) | 391721 | 1244 | MTR | 0 | 0 | RAW | 18 | 0 | YES | YES |  | NO |  | 10-APR-2025 11:10:02AM | [26 empty] | E1002 : Pradeep Sati | 07-SEP-2026 11:09:38AM | H1155 : Raushan Kumar
Piping and Fittings | PU Fitting |  | PF537 | PU Fitting,Tube,8 mm,Polyurethane,Parker,Transparent,0-8 Barg.,(-20°C to 60°C) | 391721 | 189 | MTR | 52 | 0 | RAW | 18 | 0 | YES | YES |  | NO |  | 10-APR-2025 11:10:02AM | [26 empty] | E1002 : Pradeep Sati | 09-SEP-2026 4:58:37PM | H1155 : Raushan Kumar
Piping and Fittings | PU Fitting |  | PF538 | PU Fitting,Tube,10 mm,Polyurethane,Parker,Transparent,0-8 Barg.,(-20°C to 60°C) | 391721 | 0 | MTR | 87.2 | 0 | RAW | 18 | 0 | YES | YES |  | NO |  | 10-APR-2025 11:10:02AM | [26 empty] | E1002 : Pradeep Sati | 22-SEP-2025 1:04:52PM | H1155 : Raushan Kumar
Piping and Fittings | PU Fitting |  | PF539 | PU Fitting,Tube,12 mm,Polyurethane,Parker,Transparent,0-8 Barg.,(-20°C to 60°C) | 391721 | 243 | MTR | 0 | 0 | RAW | 18 | 0 | YES | YES |  | NO |  | 10-APR-2025 11:10:02AM | [26 empty] | E1002 : Pradeep Sati | 26-AUG-2026 11:08:09AM | H1155 : Raushan Kumar
Piping and Fittings | Hex Nipple |  | PF54 | Hex Nipple,3/4",CS,,0-10 Barg,100° C,Male-PT | 7307 | 0 | NOS | 40 | 0 | RAW | 18 | 0 | YES | YES |  | NO |  | 10-APR-2025 11:09:59AM | [26 empty] | E1002 : Pradeep Sati | 11-SEP-2025 3:13:51PM | H1155 : Raushan Kumar
Piping and Fittings | Pipe Nipple |  | PF540 | Pipe Nipple,1/4",GI,,0-25 Barg,(-10°C to 60°C),Male-NPT | 7307 | 0 | NOS | 0 | 0 | RAW | 18 | 0 | YES | YES |  | NO |  | 10-APR-2025 11:10:02AM | [26 empty] | E1002 : Pradeep Sati
Piping and Fittings | Pipe Nipple |  | PF541 | Pipe Nipple,1/2",GI,,0-25 Barg,(-10°C to 60°C),Male-NPT | 7307 | 0 | NOS | 80 | 0 | RAW | 18 | 0 | YES | YES |  | NO |  | 10-APR-2025 11:10:02AM | [26 empty] | E1002 : Pradeep Sati | 17-MAR-2026 12:56:58PM | H1155 : Raushan Kumar
Piping and Fittings | Pipe Nipple |  | PF542 | Pipe Nipple,3/4",GI,,0-25 Barg,(-10°C to 60°C),Male-NPT | 7307 | 0 | NOS | 0 | 0 | RAW | 18 | 0 | YES | YES |  | NO |  | 10-APR-2025 11:10:02AM | [26 empty] | E1002 : Pradeep Sati
Piping and Fittings | Pipe Nipple |  | PF543 | Pipe Nipple,1",GI,,0-25 Barg,(-10°C to 60°C),Male-NPT | 7307 | 0 | NOS | 0.81 | 0 | RAW | 18 | 0 | YES | YES |  | NO |  | 10-APR-2025 11:10:02AM | [26 empty] | E1002 : Pradeep Sati | 12-DEC-2025 11:30:01AM | H1155 : Raushan Kumar
Piping and Fittings | Pipe Nipple |  | PF544 | Pipe Nipple,1.25",GI,,0-25 Barg,(-10°C to 60°C),Male-NPT | 7307 | 0 | NOS | 0 | 0 | RAW | 18 | 0 | YES | YES |  | NO |  | 10-APR-2025 11:10:02AM | [26 empty] | E1002 : Pradeep Sati
Piping and Fittings | Pipe Nipple |  | PF545 | Pipe Nipple,1.5",GI,,0-25 Barg,(-10°C to 60°C),Male-NPT | 7307 | 0 | NOS | 190 | 0 | RAW | 18 | 0 | YES | YES |  | NO |  | 10-APR-2025 11:10:02AM | [26 empty] | E1002 : Pradeep Sati | 26-JUL-2025 11:41:18AM | E1117 : Arun Kumar
Piping and Fittings | Pipe Nipple |  | PF546 | Pipe Nipple,2",GI,,0-25 Barg,(-10°C to 60°C),Male-NPT | 7307 | 0 | NOS | 1.17 | 0 | RAW | 18 | 0 | YES | YES |  | NO |  | 10-APR-2025 11:10:02AM | [26 empty] | E1002 : Pradeep Sati | 05-DEC-2025 12:18:16PM | H1155 : Raushan Kumar
Piping and Fittings | Pipe Nipple |  | PF547 | Pipe Nipple,1/4",MS,,0-25 Barg,(-10°C to 60°C),Male-NPT | 7307 | 0 | NOS | 0 | 0 | RAW | 18 | 0 | YES | YES |  | NO |  | 10-APR-2025 11:10:02AM | [26 empty] | E1002 : Pradeep Sati
Piping and Fittings | Pipe Nipple |  | PF548 | Pipe Nipple,1/2",MS,,0-25 Barg,(-10°C to 60°C),Male-NPT | 7307 | 0 | NOS | 0 | 0 | RAW | 18 | 0 | YES | YES |  | NO |  | 10-APR-2025 11:10:02AM | [26 empty] | E1002 : Pradeep Sati
Piping and Fittings | Pipe Nipple |  | PF549 | Pipe Nipple,3/4",MS,,0-25 Barg,(-10°C to 60°C),Male-NPT | 7307 | 0 | NOS | 0 | 0 | RAW | 18 | 0 | YES | YES |  | NO |  | 10-APR-2025 11:10:02AM | [26 empty] | E1002 : Pradeep Sati | 20-OCT-2025 3:01:08PM | H1155 : Raushan Kumar
Piping and Fittings | Hex Nipple |  | PF55 | Hex Nipple,1",CS,,0-10 Barg,100° C,Male-PT | 7307 | 11 | NOS | 70 | 0 | RAW | 18 | 0 | YES | YES |  | NO |  | 10-APR-2025 11:09:59AM | [26 empty] | E1002 : Pradeep Sati | 10-JUL-2026 10:13:34AM | H1155 : Raushan Kumar
Piping and Fittings | Pipe Nipple |  | PF550 | Pipe Nipple,1",MS,,0-25 Barg,(-10°C to 60°C),Male-NPT | 7307 | 0 | NOS | 0 | 0 | RAW | 18 | 0 | YES | YES |  | NO |  | 10-APR-2025 11:10:02AM | [26 empty] | E1002 : Pradeep Sati
Piping and Fittings | Pipe Nipple |  | PF551 | Pipe Nipple,1.25",MS,,0-25 Barg,(-10°C to 60°C),Male-NPT | 7307 | 0 | NOS | 0 | 0 | RAW | 18 | 0 | YES | YES |  | NO |  | 10-APR-2025 11:10:02AM | [26 empty] | E1002 : Pradeep Sati
Piping and Fittings | Pipe Nipple |  | PF552 | Pipe Nipple,1.5",MS,,0-25 Barg,(-10°C to 60°C),Male-NPT | 7307 | 0 | NOS | 0 | 0 | RAW | 18 | 0 | YES | YES |  | NO |  | 10-APR-2025 11:10:02AM | [26 empty] | E1002 : Pradeep Sati
Piping and Fittings | Pipe Nipple |  | PF553 | Pipe Nipple,2",MS,,0-25 Barg,(-10°C to 60°C),Male-NPT | 7307 | 0 | NOS | 245 | 0 | RAW | 18 | 0 | YES | YES |  | NO |  | 10-APR-2025 11:10:02AM | [26 empty] | E1002 : Pradeep Sati | 04-OCT-2025 12:35:17PM | H1155 : Raushan Kumar
Piping and Fittings | Pipe Nipple |  | PF554 | Pipe Nipple,1/4",SS-304,,0-25 Barg,(-10°C to 60°C),Male-NPT | 7307 | 0 | NOS | 0 | 0 | RAW | 18 | 0 | YES | YES |  | NO |  | 10-APR-2025 11:10:02AM | [26 empty] | E1002 : Pradeep Sati
Piping and Fittings | Pipe Nipple |  | PF555 | Pipe Nipple,1/2",SS-304,,0-25 Barg,(-10°C to 60°C),Male-NPT | 7307 | 0 | NOS | 0 | 0 | RAW | 18 | 0 | YES | YES |  | NO |  | 10-APR-2025 11:10:02AM | [26 empty] | E1002 : Pradeep Sati
Piping and Fittings | Pipe Nipple |  | PF556 | Pipe Nipple,3/4",SS-304,,0-25 Barg,(-10°C to 60°C),Male-NPT | 7307 | 0 | NOS | 0 | 0 | RAW | 18 | 0 | YES | YES |  | NO |  | 10-APR-2025 11:10:02AM | [26 empty] | E1002 : Pradeep Sati
Piping and Fittings | Pipe Nipple |  | PF557 | Pipe Nipple,1",SS-304,,0-25 Barg,(-10°C to 60°C),Male-NPT | 7307 | 0 | NOS | 200 | 0 | RAW | 18 | 0 | YES | YES |  | NO |  | 10-APR-2025 11:10:02AM | [26 empty] | E1002 : Pradeep Sati | 14-JUL-2026 4:48:54PM | H1155 : Raushan Kumar
Piping and Fittings | Pipe Nipple |  | PF558 | Pipe Nipple,1.25",SS-304,,0-25 Barg,(-10°C to 60°C),Male-NPT | 7307 | 0 | NOS | 0 | 0 | RAW | 18 | 0 | YES | YES |  | NO |  | 10-APR-2025 11:10:02AM | [26 empty] | E1002 : Pradeep Sati
Piping and Fittings | Pipe Nipple |  | PF559 | Pipe Nipple,1.5",SS-304,,0-25 Barg,(-10°C to 60°C),Male-NPT | 7307 | 6.5 | NOS | 320 | 0 | RAW | 18 | 0 | YES | YES |  | NO |  | 10-APR-2025 11:10:02AM | [26 empty] | E1002 : Pradeep Sati | 27-MAR-2026 11:06:10AM | H1155 : Raushan Kumar
Piping and Fittings | Hex Nipple |  | PF56 | Hex Nipple,1.25",CS,,0-10 Barg,100° C,Male-PT | 7307 | 0 | NOS | 0 | 0 | RAW | 18 | 0 | YES | YES |  | NO |  | 10-APR-2025 11:09:59AM | [26 empty] | E1002 : Pradeep Sati
Piping and Fittings | Pipe Nipple |  | PF560 | Pipe Nipple,2",SS-304,,0-25 Barg,(-10°C to 60°C),Male-NPT | 7307 | 0 | NOS | 0 | 0 | RAW | 18 | 0 | YES | YES |  | NO |  | 10-APR-2025 11:10:02AM | [26 empty] | E1002 : Pradeep Sati
Piping and Fittings | Angle |  | PF561 | Angle,50 X 50 mm (2" Standard),MS,5 mm, | 721499 | 0 | MTR | 271.2 | 0 | RAW | 18 | 0 | YES | YES |  | NO |  | 10-APR-2025 11:10:02AM | [26 empty] | E1002 : Pradeep Sati | 13-FEB-2026 5:33:59PM | H1155 : Raushan Kumar
Piping and Fittings | Channel |  | PF562 | Channel,75 X 40 mm (3" Standard),MS,5 mm, | 7216 | 0 | MTR | 0 | 0 | RAW | 18 | 0 | YES | YES |  | NO |  | 10-APR-2025 11:10:02AM | [26 empty] | E1002 : Pradeep Sati
Piping and Fittings | Channel |  | PF563 | Channel,100 X 50 mm (4" Standard),MS,5 mm, | 7216 | 0 | MTR | 567.57 | 0 | RAW | 18 | 0 | YES | YES |  | NO |  | 10-APR-2025 11:10:02AM | [26 empty] | E1002 : Pradeep Sati | 13-FEB-2026 5:33:59PM | H1155 : Raushan Kumar
Piping and Fittings | Nut |  | PF564 | Nut,Hex,4 mm,MS-HTB,,Metric Thread | 7318 | 1170 | NOS | 1.12 | 0 | RAW | 18 | 0 | YES | YES |  | NO |  | 10-APR-2025 11:10:03AM | [26 empty] | E1002 : Pradeep Sati | 21-JUL-2026 2:03:37PM | H1155 : Raushan Kumar
Piping and Fittings | Nut |  | PF565 | Nut,Hex,8 mm,MS-HTB,,Metric Thread | 7318 | 2487 | NOS | 1.3 | 0 | RAW | 18 | 0 | YES | YES |  | NO |  | 10-APR-2025 11:10:03AM | [26 empty] | E1002 : Pradeep Sati | 20-AUG-2026 9:47:38AM | H1155 : Raushan Kumar
Piping and Fittings | Nut |  | PF566 | Nut,Hex,10 mm,MS-HTB,,Metric Thread | 7318 | 0 | NOS | 4 | 0 | RAW | 18 | 0 | YES | YES |  | NO |  | 10-APR-2025 11:10:03AM | [26 empty] | E1002 : Pradeep Sati | 09-SEP-2026 4:58:37PM | H1155 : Raushan Kumar
Piping and Fittings | Nut |  | PF567 | Nut,Hex,14 mm,MS-HTB,,Metric Thread | 7318 | 7 | NOS | 15.2 | 0 | RAW | 18 | 0 | YES | YES |  | NO |  | 10-APR-2025 11:10:03AM | [26 empty] | E1002 : Pradeep Sati | 17-JUN-2026 2:24:49PM | H1155 : Raushan Kumar
Piping and Fittings | Nut |  | PF568 | Nut,Hex,16 mm,MS-HTB,,Metric Thread | 7318 | 0 | NOS | 19.3 | 0 | RAW | 18 | 0 | YES | YES |  | NO |  | 10-APR-2025 11:10:03AM | [26 empty] | E1002 : Pradeep Sati | 23-SEP-2025 11:12:25AM | H1155 : Raushan Kumar
Piping and Fittings | Nut |  | PF569 | Nut,Runner,,MS-HTB,,Metric Thread | 7318 | 0 | NOS | 0 | 0 | RAW | 18 | 0 | YES | YES |  | NO |  | 10-APR-2025 11:10:03AM | [26 empty] | E1002 : Pradeep Sati
Piping and Fittings | Hex Nipple |  | PF57 | Hex Nipple,1.5",CS,,0-10 Barg,100° C,Male-PT | 7307 | 0 | NOS | 150 | 0 | RAW | 18 | 0 | YES | YES |  | NO |  | 10-APR-2025 11:09:59AM | [26 empty] | E1002 : Pradeep Sati | 13-JUL-2026 4:52:35PM | H1155 : Raushan Kumar
Piping and Fittings | Nut |  | PF570 | Nut,Hex,4 mm,SS,,Metric Thread | 7318 | 0 | NOS | 0 | 0 | RAW | 18 | 0 | YES | YES |  | NO |  | 10-APR-2025 11:10:03AM | [26 empty] | E1002 : Pradeep Sati
Piping and Fittings | Nut |  | PF571 | Nut,Hang,4 mm,MS,,Metric Thread | 7318 | 0 | NOS | 0 | 0 | RAW | 18 | 0 | YES | YES |  | NO |  | 10-APR-2025 11:10:03AM | [26 empty] | E1002 : Pradeep Sati
Piping and Fittings | Nut |  | PF572 | Nut,Hang,6 mm,MS,,Metric Thread | 7318 | 220 | NOS | 0 | 0 | RAW | 18 | 0 | YES | YES |  | NO |  | 10-APR-2025 11:10:03AM | [26 empty] | E1002 : Pradeep Sati | 17-NOV-2025 5:52:29PM | E1002 : Pradeep Sati
Piping and Fittings | Nut |  | PF573 | Nut,Hang,8 mm,MS,,Metric Thread | 7318 | 0 | NOS | 0 | 0 | RAW | 18 | 0 | YES | YES |  | NO |  | 10-APR-2025 11:10:03AM | [26 empty] | E1002 : Pradeep Sati
Piping and Fittings | Nut |  | PF574 | Nut,Hang,10 mm,MS,,Metric Thread | 7318 | 0 | NOS | 0 | 0 | RAW | 18 | 0 | YES | YES |  | NO |  | 10-APR-2025 11:10:03AM | [26 empty] | E1002 : Pradeep Sati
Piping and Fittings | Multiport Manifold |  | PF575 | Multiport Manifold,8 Port,1/4",Aluminium,PT,,0-10 Bar,150° C | 741999 | 10 | NOS | 300 | 0 | RAW | 18 | 0 | YES | YES |  | NO |  | 10-APR-2025 11:10:03AM | [26 empty] | E1002 : Pradeep Sati | 17-NOV-2025 5:52:29PM | E1002 : Pradeep Sati
Piping and Fittings | Multiport Manifold |  | PF576 | Multiport Manifold,2 Port,1/4",Aluminium,PT,,0-10 Bar,150° C | 741999 | 0 | NOS | 0 | 0 | RAW | 18 | 0 | YES | YES |  | NO |  | 10-APR-2025 11:10:03AM | [26 empty] | E1002 : Pradeep Sati
Piping and Fittings | Multiport Manifold |  | PF577 | Multiport Manifold,Z,1",Brass,PT,PBI,0-10 Bar,100° C | 741999 | 121 | NOS | 0 | 0 | RAW | 18 | 0 | YES | YES |  | NO |  | 10-APR-2025 11:10:03AM | [26 empty] | E1002 : Pradeep Sati | 17-NOV-2025 5:52:29PM | E1002 : Pradeep Sati
Piping and Fittings | Multiport Manifold |  | PF578 | Multiport Manifold,Z,3/4",Brass,PT,PBI,0-10 Bar,100° C | 741999 | 0 | NOS | 0 | 0 | RAW | 18 | 0 | YES | YES |  | NO |  | 10-APR-2025 11:10:03AM | [26 empty] | E1002 : Pradeep Sati
Piping and Fittings | Multiport Manifold |  | PF579 | Multiport Manifold,X,1/2",Brass,PT,PBI,0-10 Bar,100° C | 741999 | 70 | NOS | 0 | 0 | RAW | 18 | 0 | YES | YES |  | NO |  | 10-APR-2025 11:10:03AM | [26 empty] | E1002 : Pradeep Sati | 17-NOV-2025 5:52:30PM | E1002 : Pradeep Sati
Piping and Fittings | Hex Nipple |  | PF58 | Hex Nipple,2",CS,,0-10 Barg,100° C,Male-PT | 7307 | 0 | NOS | 230 | 0 | RAW | 18 | 0 | YES | YES |  | NO |  | 10-APR-2025 11:09:59AM | [26 empty] | E1002 : Pradeep Sati | 13-JUL-2026 4:52:35PM | H1155 : Raushan Kumar
Piping and Fittings | Multiport Manifold |  | PF580 | Multiport Manifold,Y,1/2",Brass,PT,PBI,0-10 Bar,100° C | 741999 | 12 | NOS | 0 | 0 | RAW | 18 | 0 | YES | YES |  | NO |  | 10-APR-2025 11:10:03AM | [26 empty] | E1002 : Pradeep Sati | 17-NOV-2025 5:52:30PM | E1002 : Pradeep Sati
Piping and Fittings | Three Piece Union |  | PF581 | Three Piece Union,1/4",SS-304,Atam,0-10 Bar,100° C,Female-PT,Teflon Ring | 7412 | 0 | NOS | 0 | 0 | RAW | 18 | 0 | YES | YES |  | NO |  | 10-APR-2025 11:10:03AM | [26 empty] | E1002 : Pradeep Sati
Piping and Fittings | Three Piece Union |  | PF582 | Three Piece Union,1/2",SS-304,Atam,0-10 Bar,100° C,Female-PT,Teflon Ring | 7412 | 24 | NOS | 180 | 0 | RAW | 18 | 0 | YES | YES |  | NO |  | 10-APR-2025 11:10:03AM | [26 empty] | E1002 : Pradeep Sati | 18-JUL-2026 2:03:38PM | H1155 : Raushan Kumar
Piping and Fittings | Three Piece Union |  | PF583 | Three Piece Union,3/4",SS-304,Atam,0-10 Bar,100° C,Female-PT,Teflon Ring | 7412 | 15 | NOS | 420 | 0 | RAW | 18 | 0 | YES | YES |  | NO |  | 10-APR-2025 11:10:03AM | [26 empty] | E1002 : Pradeep Sati | 29-JUL-2026 10:50:43AM | H1155 : Raushan Kumar
Piping and Fittings | Three Piece Union |  | PF584 | Three Piece Union,1",SS-304,Atam,0-10 Bar,100° C,Female-PT,Teflon Ring | 7412 | 15 | NOS | 271 | 0 | RAW | 18 | 0 | YES | YES |  | NO |  | 10-APR-2025 11:10:03AM | [26 empty] | E1002 : Pradeep Sati | 19-JUN-2026 3:31:29PM | H1155 : Raushan Kumar
Piping and Fittings | Three Piece Union |  | PF585 | Three Piece Union,1.25",SS-304,Atam,0-10 Bar,100° C,Female-PT,Teflon Ring | 7412 | 0 | NOS | 0 | 0 | RAW | 18 | 0 | YES | YES |  | NO |  | 10-APR-2025 11:10:03AM | [26 empty] | E1002 : Pradeep Sati
Piping and Fittings | Three Piece Union |  | PF586 | Three Piece Union,1.5",SS-304,Atam,0-10 Bar,100° C,Female-PT,Teflon Ring | 7412 | 7 | NOS | 650 | 0 | RAW | 18 | 0 | YES | YES |  | NO |  | 10-APR-2025 11:10:03AM | [26 empty] | E1002 : Pradeep Sati | 03-FEB-2026 3:02:59PM | H1155 : Raushan Kumar
Piping and Fittings | Three Piece Union |  | PF587 | Three Piece Union,2",SS-304,Atam,0-10 Bar,100° C,Female-PT,Teflon Ring | 7412 | 18 | NOS | 942.3 | 0 | RAW | 18 | 0 | YES | YES |  | NO |  | 10-APR-2025 11:10:03AM | [26 empty] | E1002 : Pradeep Sati | 03-FEB-2026 11:33:22AM | H1155 : Raushan Kumar
Piping and Fittings | Three Piece Union |  | PF588 | Three Piece Union,2.5",SS-304,Atam,0-10 Bar,100° C,Female-PT,Teflon Ring | 7412 | 0 | NOS | 0 | 0 | RAW | 18 | 0 | YES | YES |  | NO |  | 10-APR-2025 11:10:03AM | [26 empty] | E1002 : Pradeep Sati
Piping and Fittings | Three Piece Union |  | PF589 | Three Piece Union,3",SS-305,Atam,0-10 Bar,100° C,Female-PT,Teflon Ring | 7412 | 0 | NOS | 0 | 0 | RAW | 18 | 0 | YES | YES |  | NO |  | 10-APR-2025 11:10:03AM | [26 empty] | E1002 : Pradeep Sati
Piping and Fittings | Hex Nipple |  | PF59 | Hex Nipple,2.5",CS,,0-10 Barg,100° C,Male-PT | 7307 | 0 | NOS | 0 | 0 | RAW | 18 | 0 | YES | YES |  | NO |  | 10-APR-2025 11:09:59AM | [26 empty] | E1002 : Pradeep Sati
Piping and Fittings | Ferrule Fittings |  | PF590 | Ferrule Fittings,Male Connector,1/8" X 1/8" ,SS-304,,0-10 Bar,100° C,Male-NPT X Pipe Connector | 4009 | 0 | NOS | 200 | 0 | RAW | 18 | 0 | YES | YES |  | NO |  | 10-APR-2025 11:10:03AM | [26 empty] | E1002 : Pradeep Sati | 07-SEP-2026 3:37:08PM | H1155 : Raushan Kumar
Piping and Fittings | Ferrule Fittings |  | PF591 | Ferrule Fittings,Male Connector,1/4" X 1/8",SS-304,,0-10 Bar,100° C,Male-NPT X Pipe Connector | 4009 | 5 | NOS | 250 | 0 | RAW | 18 | 0 | YES | YES |  | NO |  | 10-APR-2025 11:10:03AM | [26 empty] | E1002 : Pradeep Sati | 17-NOV-2025 5:52:30PM | E1002 : Pradeep Sati
Piping and Fittings | Hex Nipple |  | PF592 | Hex Nipple,1/2",Brass,PBI,0-10 Barg,100° C,Male-PT | 7307 | 96 | NOS | 77 | 0 | RAW | 18 | 0 | YES | YES |  | NO |  | 14-APR-2025 12:59:12PM | [26 empty] | E1002 : Pradeep Sati | 19-AUG-2026 2:55:17PM | H1155 : Raushan Kumar
Piping and Fittings | Hex Nipple |  | PF593 | Hex Nipple,1/2",MS,,0-10 Barg,100° C,Male-NPT | 7307 | 0 | NOS | 0 | 0 | RAW | 18 | 0 | YES | YES |  | NO |  | 14-APR-2025 12:59:12PM | [26 empty] | E1002 : Pradeep Sati
Piping and Fittings | Hex Nipple |  | PF594 | Hex Nipple,1/2",SS-304,Atam,0-10 Barg,100° C,Male-NPT | 7307 | 0 | NOS | 150 | 0 | RAW | 18 | 0 | YES | YES |  | NO |  | 14-APR-2025 12:59:12PM | [26 empty] | E1002 : Pradeep Sati | 07-AUG-2026 10:31:18AM | H1155 : Raushan Kumar
Piping and Fittings | Hex Nipple |  | PF595 | Hex Nipple,1/2",SS-316,Atam,0-10 Barg,100° C,Male-NPT | 7307 | 0 | NOS | 133 | 0 | RAW | 18 | 0 | YES | YES |  | NO |  | 14-APR-2025 12:59:12PM | [26 empty] | E1002 : Pradeep Sati | 11-OCT-2025 12:31:38PM | H1155 : Raushan Kumar
Piping and Fittings | Hex Nipple |  | PF596 | Hex Nipple,1/2",GI,,0-10 Barg,100° C,Male-PT | 7307 | 0 | NOS | 0 | 0 | RAW | 18 | 0 | YES | YES |  | NO |  | 14-APR-2025 12:59:12PM | [26 empty] | E1002 : Pradeep Sati
Piping and Fittings | Hex Nipple |  | PF597 | Hex Nipple,1/2",CS,,0-10 Barg,100° C,Male-PT | 7307 | 0 | NOS | 35 | 0 | RAW | 18 | 0 | YES | YES |  | NO |  | 14-APR-2025 12:59:12PM | [26 empty] | E1002 : Pradeep Sati | 29-JUL-2026 10:52:34AM | H1155 : Raushan Kumar
Piping and Fittings | Equal Elbow |  | PF598 | Equal Elbow,1/2",Brass,PBI,0-10 Barg,100° C,Female-PT | 848790 | 34 | NOS | 209 | 0 | RAW | 18 | 0 | YES | YES |  | NO |  | 14-APR-2025 12:59:12PM | [26 empty] | E1002 : Pradeep Sati | 12-AUG-2026 11:57:43AM | H1155 : Raushan Kumar
Piping and Fittings | Equal Elbow |  | PF599 | Equal Elbow,1/2",MS,VS,0-10 Barg,100° C,Female-NPT | 848790 | 0 | NOS | 0 | 0 | RAW | 18 | 0 | YES | YES |  | NO |  | 14-APR-2025 12:59:12PM | [26 empty] | E1002 : Pradeep Sati
Piping and Fittings | Hex Nipple |  | PF6 | Hex Nipple,1.25",Brass,PBI,0-10 Barg,100° C,Male-PT | 7307 | 0 | NOS | 373 | 0 | RAW | 18 | 0 | YES | YES |  | NO |  | 10-APR-2025 11:09:58AM | [26 empty] | E1002 : Pradeep Sati | 05-JUN-2026 2:52:09PM | H1155 : Raushan Kumar
Piping and Fittings | Hex Nipple |  | PF60 | Hex Nipple,3",CS,,0-10 Barg,100° C,Male-PT | 7307 | 0 | NOS | 0 | 0 | RAW | 18 | 0 | YES | YES |  | NO |  | 10-APR-2025 11:09:59AM | [26 empty] | E1002 : Pradeep Sati
Piping and Fittings | Equal Elbow |  | PF600 | Equal Elbow,1/2",SS-304,Atam,0-10 Barg,100° C,Female-NPT | 848790 | 0 | NOS | 185 | 0 | RAW | 18 | 0 | YES | YES |  | NO |  | 14-APR-2025 12:59:12PM | [26 empty] | E1002 : Pradeep Sati | 01-SEP-2026 3:45:58PM | H1155 : Raushan Kumar
Piping and Fittings | Equal Elbow |  | PF601 | Equal Elbow,1/2",SS-316,Atam,0-10 Barg,100° C,Female-NPT | 848790 | 0 | NOS | 2 | 0 | RAW | 18 | 0 | YES | YES |  | NO |  | 14-APR-2025 12:59:12PM | [26 empty] | E1002 : Pradeep Sati | 11-OCT-2025 12:31:38PM | H1155 : Raushan Kumar
Piping and Fittings | Equal Elbow |  | PF602 | Equal Elbow,1/2",GI,,0-10 Barg,100° C,Female-PT | 848790 | 19 | NOS | 165 | 0 | RAW | 18 | 0 | YES | YES |  | NO |  | 14-APR-2025 12:59:12PM | [26 empty] | E1002 : Pradeep Sati | 17-NOV-2025 5:52:30PM | E1002 : Pradeep Sati
Piping and Fittings | Equal Elbow |  | PF603 | Equal Elbow,1/2",CS,,0-10 Barg,100° C,Female-PT | 848790 | 0 | NOS | 0 | 0 | RAW | 18 | 0 | YES | YES |  | NO |  | 14-APR-2025 12:59:12PM | [26 empty] | E1002 : Pradeep Sati
Piping and Fittings | Socket |  | PF604 | Socket,1/2",Brass,PBI,0-10 Barg,100° C,Female-PT | 7412 | 26 | NOS | 80 | 0 | RAW | 18 | 0 | YES | YES |  | NO |  | 14-APR-2025 12:59:12PM | [26 empty] | E1002 : Pradeep Sati | 07-AUG-2026 10:31:18AM | H1155 : Raushan Kumar
Piping and Fittings | Socket |  | PF605 | Socket,1/2",SS-304,Atam,0-10 Barg,100° C,Female-PT | 7412 | 0 | NOS | 137 | 0 | RAW | 18 | 0 | YES | YES |  | NO |  | 14-APR-2025 12:59:12PM | [26 empty] | E1002 : Pradeep Sati | 07-AUG-2026 10:31:18AM | H1155 : Raushan Kumar
Piping and Fittings | Socket |  | PF606 | Socket,1/2",MS,VS,0-10 Barg,100° C,Female-PT | 7412 | 1 | NOS | 35 | 0 | RAW | 18 | 0 | YES | YES |  | NO |  | 14-APR-2025 12:59:12PM | [26 empty] | E1002 : Pradeep Sati | 31-AUG-2026 3:24:20PM | H1155 : Raushan Kumar
Piping and Fittings | Equal Tee |  | PF607 | Equal Tee,1/2",SS-304,Atam,0-10 Barg.,100° C,Female-PT | 7412 | 0 | NOS | 270 | 0 | RAW | 18 | 0 | YES | YES |  | NO |  | 14-APR-2025 12:59:12PM | [26 empty] | E1002 : Pradeep Sati | 07-SEP-2026 3:37:08PM | H1155 : Raushan Kumar
Piping and Fittings | Pipe Clamp |  | PF608 | Pipe Clamp,1/2",Jindal,SS,Eye Shape | 73079190 | 0 | NOS | 0 | 0 | RAW | 18 | 0 | YES | YES |  | NO |  | 12-MAY-2025 2:17:23PM | [26 empty] | E1002 : Pradeep Sati
Piping and Fittings | Pipe Clamp |  | PF609 | Pipe Clamp,3/4",Jindal,SS,Eye Shape | 73079190 | 12 | NOS | 0 | 0 | RAW | 18 | 0 | YES | YES |  | NO |  | 12-MAY-2025 2:17:23PM | [26 empty] | E1002 : Pradeep Sati | 18-AUG-2026 3:37:20PM | H1155 : Raushan Kumar
Piping and Fittings | Equal Elbow |  | PF61 | Equal Elbow,1/4",Brass,PBI,0-10 Barg,100° C,Female-PT | 848790 | 27 | NOS | 82.5 | 0 | RAW | 18 | 0 | YES | YES |  | NO |  | 10-APR-2025 11:09:59AM | [26 empty] | E1002 : Pradeep Sati | 18-JUL-2026 2:03:38PM | H1155 : Raushan Kumar
Piping and Fittings | Pipe Clamp |  | PF610 | Pipe Clamp,1.25",Jindal,SS,Eye Shape | 73079190 | 0 | NOS | 0 | 0 | RAW | 18 | 0 | YES | YES |  | NO |  | 12-MAY-2025 2:17:23PM | [26 empty] | E1002 : Pradeep Sati
Piping and Fittings | Pipe Clamp |  | PF611 | Pipe Clamp,1.5",Jindal,SS,Eye Shape | 73079190 | 47 | NOS | 90 | 0 | RAW | 18 | 0 | YES | YES |  | NO |  | 12-MAY-2025 2:17:23PM | [26 empty] | E1002 : Pradeep Sati | 09-SEP-2026 4:58:37PM | H1155 : Raushan Kumar
Piping and Fittings | Pipe Clamp |  | PF612 | Pipe Clamp,2",Jindal,SS,Eye Shape | 73079190 | 0 | NOS | 90 | 0 | RAW | 18 | 0 | YES | YES |  | NO |  | 12-MAY-2025 2:17:23PM | [26 empty] | E1002 : Pradeep Sati | 17-JUN-2025 5:37:57PM | H1155 : Raushan Kumar
Piping and Fittings | Strip |  | PF613 | Strip,Width 50 mm,MS,Thickness 5 mm, | 72112350 | 0 | NOS | 0 | 0 | RAW | 18 | 0 | YES | YES |  | NO |  | 28-MAY-2025 6:15:46PM | [26 empty] | E1002 : Pradeep Sati
Piping and Fittings | Nut |  | PF614 | Nut,Hex,6 mm,SS,,Metric Thread | 7318 | 11993 | NOS | 0 | 0 | RAW | 18 | 0 | YES | YES |  | NO |  | 30-MAY-2025 6:05:31PM | [26 empty] | E1002 : Pradeep Sati | 09-SEP-2026 4:58:37PM | H1155 : Raushan Kumar
Piping and Fittings | Pipe Nipple |  | PF615 | Pipe Nipple,3",SS-304,,0-25 Barg,(-10°C to 60°C),Male-NPT | 7307 | 0 | NOS | 1050 | 0 | RAW | 18 | 0 | YES | YES |  | NO |  | 30-MAY-2025 6:05:31PM | [26 empty] | E1002 : Pradeep Sati | 03-FEB-2026 4:11:00PM | H1155 : Raushan Kumar
Piping and Fittings | Pipe |  | PF616 | Pipe,ID 212 mm,6 mm (SCH 40),MS,ERW,,0-20 Barg,(-45°C to 400°C) | 7306 | 0 | NOS | 10208 | 0 | RAW | 18 | 0 | YES | YES |  | NO |  | 30-MAY-2025 6:05:31PM | [26 empty] | E1002 : Pradeep Sati | 25-APR-2026 12:09:55PM | H1155 : Raushan Kumar
Piping and Fittings | Pipe Clamp |  | PF617 | Pipe Clamp,1",Jindal,SS,Eye Shape | 73079190 | 0 | NOS | 60 | 0 | RAW | 18 | 0 | YES | YES |  | NO |  | 09-JUN-2025 2:19:53PM | [26 empty] | E1002 : Pradeep Sati | 29-AUG-2026 11:00:06AM | H1155 : Raushan Kumar
Piping and Fittings | Flange |  | PF618 | Flange,Raised Face-Blind,1/2",MS,150 #,,0-10 Barg.,150° C | 730722 | 0 | NOS | 0 | 0 | RAW | 18 | 0 | YES | YES |  | NO |  | 09-JUN-2025 6:51:22PM | [26 empty] | E1002 : Pradeep Sati
Piping and Fittings | Flange |  | PF619 | Flange,Raised Face-Blind,3/4",MS,150 #,,0-10 Barg.,150° C | 730722 | 0 | NOS | 0 | 0 | RAW | 18 | 0 | YES | YES |  | NO |  | 09-JUN-2025 6:51:22PM | [26 empty] | E1002 : Pradeep Sati
Piping and Fittings | Equal Elbow |  | PF62 | Equal Elbow,1/8",Brass,PBI,0-10 Barg,100° C,Female-PT | 848790 | 0 | NOS | 0 | 0 | RAW | 18 | 0 | YES | YES |  | NO |  | 10-APR-2025 11:09:59AM | [26 empty] | E1002 : Pradeep Sati
Piping and Fittings | Flange |  | PF620 | Flange,Raised Face-Blind,1",MS,150 #,,0-10 Barg.,150° C | 730722 | 0 | NOS | 0 | 0 | RAW | 18 | 0 | YES | YES |  | NO |  | 09-JUN-2025 6:51:22PM | [26 empty] | E1002 : Pradeep Sati
Piping and Fittings | Flange |  | PF621 | Flange,Raised Face-Blind,1.25",MS,150 #,,0-10 Barg.,150° C | 730722 | 0 | NOS | 0 | 0 | RAW | 18 | 0 | YES | YES |  | NO |  | 09-JUN-2025 6:51:22PM | [26 empty] | E1002 : Pradeep Sati
Piping and Fittings | Flange |  | PF622 | Flange,Raised Face-Blind,1.5",MS,150 #,,0-10 Barg.,150° C | 730722 | 0 | NOS | 0 | 0 | RAW | 18 | 0 | YES | YES |  | NO |  | 09-JUN-2025 6:51:22PM | [26 empty] | E1002 : Pradeep Sati
Piping and Fittings | Flange |  | PF623 | Flange,Raised Face-Blind,2",MS,150 #,,0-10 Barg.,150° C | 730722 | 0 | NOS | 0 | 0 | RAW | 18 | 0 | YES | YES |  | NO |  | 09-JUN-2025 6:51:22PM | [26 empty] | E1002 : Pradeep Sati
Piping and Fittings | Flange |  | PF624 | Flange,Raised Face-Blind,2.5",MS,150 #,,0-10 Barg.,150° C | 730722 | 0 | NOS | 0 | 0 | RAW | 18 | 0 | YES | YES |  | NO |  | 09-JUN-2025 6:51:22PM | [26 empty] | E1002 : Pradeep Sati
Piping and Fittings | Flange |  | PF625 | Flange,Raised Face-Blind,3",MS,150 #,,0-10 Barg.,150° C | 730722 | 0 | NOS | 0 | 0 | RAW | 18 | 0 | YES | YES |  | NO |  | 09-JUN-2025 6:51:22PM | [26 empty] | E1002 : Pradeep Sati
Piping and Fittings | Flange |  | PF626 | Flange,Raised Face-Blind,4",MS,150 #,,0-10 Barg.,150° C | 730722 | 0 | NOS | 0 | 0 | RAW | 18 | 0 | YES | YES |  | NO |  | 09-JUN-2025 6:51:22PM | [26 empty] | E1002 : Pradeep Sati
Piping and Fittings | Flange |  | PF627 | Flange,Raised Face-Blind,1/2",SS,150 #,,0-10 Barg.,150° C | 730722 | 0 | NOS | 360 | 0 | RAW | 18 | 0 | YES | YES |  | NO |  | 09-JUN-2025 6:51:22PM | [26 empty] | E1002 : Pradeep Sati
Piping and Fittings | Flange |  | PF628 | Flange,Raised Face-Blind,3/4",SS,150 #,,0-10 Barg.,150° C | 730722 | 0 | NOS | 0 | 0 | RAW | 18 | 0 | YES | YES |  | NO |  | 09-JUN-2025 6:51:22PM | [26 empty] | E1002 : Pradeep Sati
Piping and Fittings | Flange |  | PF629 | Flange,Raised Face-Blind,1",SS,150 #,,0-10 Barg.,150° C | 730722 | 0 | NOS | 500 | 0 | RAW | 18 | 0 | YES | YES |  | NO |  | 09-JUN-2025 6:51:22PM | [26 empty] | E1002 : Pradeep Sati | 17-JUN-2025 5:58:30PM | H1155 : Raushan Kumar
Piping and Fittings | Equal Elbow |  | PF63 | Equal Elbow,3/8",Brass,PBI,0-10 Barg,100° C,Female-PT | 848790 | 0 | NOS | 0 | 0 | RAW | 18 | 0 | YES | YES |  | NO |  | 10-APR-2025 11:09:59AM | [26 empty] | E1002 : Pradeep Sati
Piping and Fittings | Flange |  | PF630 | Flange,Raised Face-Blind,1.25",SS,150 #,,0-10 Barg.,150° C | 730722 | 0 | NOS | 0 | 0 | RAW | 18 | 0 | YES | YES |  | NO |  | 09-JUN-2025 6:51:22PM | [26 empty] | E1002 : Pradeep Sati
Piping and Fittings | Flange |  | PF631 | Flange,Raised Face-Blind,1.5",SS,150 #,,0-10 Barg.,150° C | 730722 | 0 | NOS | 0 | 0 | RAW | 18 | 0 | YES | YES |  | NO |  | 09-JUN-2025 6:51:22PM | [26 empty] | E1002 : Pradeep Sati
Piping and Fittings | Flange |  | PF632 | Flange,Raised Face-Blind,2",SS,150 #,,0-10 Barg.,150° C | 730722 | 0 | NOS | 800 | 0 | RAW | 18 | 0 | YES | YES |  | NO |  | 09-JUN-2025 6:51:22PM | [26 empty] | E1002 : Pradeep Sati | 17-JUN-2025 5:58:30PM | H1155 : Raushan Kumar
Piping and Fittings | Flange |  | PF633 | Flange,Raised Face-Blind,2.5",SS,150 #,,0-10 Barg.,150° C | 730722 | 0 | NOS | 0 | 0 | RAW | 18 | 0 | YES | YES |  | NO |  | 09-JUN-2025 6:51:22PM | [26 empty] | E1002 : Pradeep Sati
Piping and Fittings | Flange |  | PF634 | Flange,Raised Face-Blind,3",SS,150 #,,0-10 Barg.,150° C | 730722 | 0 | NOS | 1400 | 0 | RAW | 18 | 0 | YES | YES |  | NO |  | 09-JUN-2025 6:51:22PM | [26 empty] | E1002 : Pradeep Sati | 03-FEB-2026 4:11:00PM | H1155 : Raushan Kumar
Piping and Fittings | Flange |  | PF635 | Flange,Raised Face-Blind,4",SS,150 #,,0-10 Barg.,150° C | 730722 | 0 | NOS | 0 | 0 | RAW | 18 | 0 | YES | YES |  | NO |  | 09-JUN-2025 6:51:22PM | [26 empty] | E1002 : Pradeep Sati
Piping and Fittings | Bolt |  | PF636 | Bolt,Hex,13 X 50 mm,SS- 304,Metric Thread, | 7318 | 0 | NOS | 30 | 0 | RAW | 18 | 0 | YES | YES |  | NO |  | 09-JUN-2025 6:51:22PM | [26 empty] | E1002 : Pradeep Sati | 17-JUN-2025 5:37:57PM | H1155 : Raushan Kumar
Piping and Fittings | Bolt |  | PF637 | Bolt,Hex,16 X 65 mm,SS- 304,Metric Thread, | 7318 | 0 | NOS | 26.67 | 0 | RAW | 18 | 0 | YES | YES |  | NO |  | 09-JUN-2025 6:51:22PM | [26 empty] | E1002 : Pradeep Sati | 17-JUN-2025 5:58:30PM | H1155 : Raushan Kumar
Piping and Fittings | Washer |  | PF638 | Washer,13 mm,Plain,SS-304, | 7318 | 0 | NOS | 30 | 0 | RAW | 18 | 0 | YES | YES |  | NO |  | 09-JUN-2025 6:51:22PM | [26 empty] | E1002 : Pradeep Sati | 17-JUN-2025 5:37:57PM | H1155 : Raushan Kumar
Piping and Fittings | Nut |  | PF639 | Nut,Hex,13 mm,SS-304,,Metric Thread | 7318 | 0 | NOS | 30 | 0 | RAW | 18 | 0 | YES | YES |  | NO |  | 09-JUN-2025 6:51:22PM | [26 empty] | E1002 : Pradeep Sati | 17-JUN-2025 5:37:57PM | H1155 : Raushan Kumar
Piping and Fittings | Equal Elbow |  | PF64 | Equal Elbow,3/4",Brass,PBI,0-10 Barg,100° C,Female-PT | 848790 | 13 | NOS | 429 | 0 | RAW | 18 | 0 | YES | YES |  | NO |  | 10-APR-2025 11:09:59AM | [26 empty] | E1002 : Pradeep Sati | 07-SEP-2026 9:54:59AM | H1155 : Raushan Kumar
Piping and Fittings | Nut |  | PF640 | Nut,Hex,16 mm,SS-304,,Metric Thread | 7318 | 0 | NOS | 26.67 | 0 | RAW | 18 | 0 | YES | YES |  | NO |  | 09-JUN-2025 6:51:22PM | [26 empty] | E1002 : Pradeep Sati | 17-JUN-2025 5:58:30PM | H1155 : Raushan Kumar
Piping and Fittings | Hose Clamp |  | PF641 | Hose Clamp,3",Jindal,SS,Eye Shape | 73079190 | 0 | NOS | 120 | 0 | RAW | 18 | 0 | YES | YES |  | NO |  | 09-JUN-2025 6:51:22PM | [26 empty] | E1002 : Pradeep Sati | 17-JUN-2025 5:37:57PM | H1155 : Raushan Kumar
Piping and Fittings | Gasket |  | PF642 | Gasket,Non-Metallic,1/2",,Compressed Non-Asbestos Fibre,Inner Bolt Circle | 68129990 | 0 | NOS | 11 | 0 | RAW | 18 | 0 | YES | YES |  | NO |  | 09-JUN-2025 6:51:22PM | [26 empty] | E1002 : Pradeep Sati | 01-NOV-2025 4:09:23PM | H1155 : Raushan Kumar
Piping and Fittings | Gasket |  | PF643 | Gasket,Non-Metallic,3/4",,Compressed Non-Asbestos Fibre,Inner Bolt Circle | 68129990 | 0 | NOS | 0 | 0 | RAW | 18 | 0 | YES | YES |  | NO |  | 09-JUN-2025 6:51:22PM | [26 empty] | E1002 : Pradeep Sati
Piping and Fittings | Gasket |  | PF644 | Gasket,Non-Metallic,1",,Compressed Non-Asbestos Fibre,Inner Bolt Circle | 68129990 | 0 | NOS | 0 | 0 | RAW | 18 | 0 | YES | YES |  | NO |  | 09-JUN-2025 6:51:22PM | [26 empty] | E1002 : Pradeep Sati
Piping and Fittings | Gasket |  | PF645 | Gasket,Non-Metallic,1.5",,Compressed Non-Asbestos Fibre,Inner Bolt Circle | 68129990 | 0 | NOS | 0 | 0 | RAW | 18 | 0 | YES | YES |  | NO |  | 09-JUN-2025 6:51:22PM | [26 empty] | E1002 : Pradeep Sati
Piping and Fittings | Gasket |  | PF646 | Gasket,Non-Metallic,2",,Compressed Non-Asbestos Fibre,Inner Bolt Circle | 68129990 | 0 | NOS | 0 | 0 | RAW | 18 | 0 | YES | YES |  | NO |  | 09-JUN-2025 6:51:22PM | [26 empty] | E1002 : Pradeep Sati
Piping and Fittings | Gasket |  | PF647 | Gasket,Non-Metallic,2.5",,Compressed Non-Asbestos Fibre,Inner Bolt Circle | 68129990 | 0 | NOS | 0 | 0 | RAW | 18 | 0 | YES | YES |  | NO |  | 09-JUN-2025 6:51:22PM | [26 empty] | E1002 : Pradeep Sati
Piping and Fittings | Gasket |  | PF648 | Gasket,Non-Metallic,3",,Compressed Non-Asbestos Fibre,Inner Bolt Circle | 68129990 | 0 | NOS | 0 | 0 | RAW | 18 | 0 | YES | YES |  | NO |  | 09-JUN-2025 6:51:22PM | [26 empty] | E1002 : Pradeep Sati
Piping and Fittings | Gasket |  | PF649 | Gasket,Non-Metallic,1/2",,Compressed Asbestos Fibre,Inner Bolt Circle | 68129990 | 0 | NOS | 50 | 0 | RAW | 18 | 0 | YES | YES |  | NO |  | 09-JUN-2025 6:51:22PM | [26 empty] | E1002 : Pradeep Sati | 17-JUN-2025 5:58:31PM | H1155 : Raushan Kumar
Piping and Fittings | Equal Elbow |  | PF65 | Equal Elbow,1",Brass,PBI,0-10 Barg,100° C,Female-PT | 848790 | 106 | NOS | 1 | 0 | RAW | 18 | 0 | YES | YES |  | NO |  | 10-APR-2025 11:09:59AM | [26 empty] | E1002 : Pradeep Sati | 18-JUL-2026 2:03:38PM | H1155 : Raushan Kumar
Piping and Fittings | Gasket |  | PF650 | Gasket,Non-Metallic,3/4",,Compressed Asbestos Fibre,Inner Bolt Circle | 68129990 | 0 | NOS | 0 | 0 | RAW | 18 | 0 | YES | YES |  | NO |  | 09-JUN-2025 6:51:22PM | [26 empty] | E1002 : Pradeep Sati
Piping and Fittings | Gasket |  | PF651 | Gasket,Non-Metallic,1",,Compressed Asbestos Fibre,Inner Bolt Circle | 68129990 | 0 | NOS | 70 | 0 | RAW | 18 | 0 | YES | YES |  | NO |  | 09-JUN-2025 6:51:22PM | [26 empty] | E1002 : Pradeep Sati | 17-JUN-2025 5:58:31PM | H1155 : Raushan Kumar
Piping and Fittings | Gasket |  | PF652 | Gasket,Non-Metallic,1.5",,Compressed Asbestos Fibre,Inner Bolt Circle | 68129990 | 0 | NOS | 0 | 0 | RAW | 18 | 0 | YES | YES |  | NO |  | 09-JUN-2025 6:51:22PM | [26 empty] | E1002 : Pradeep Sati
Piping and Fittings | Gasket |  | PF653 | Gasket,Non-Metallic,2",,Compressed Asbestos Fibre,Inner Bolt Circle | 68129990 | 0 | NOS | 110 | 0 | RAW | 18 | 0 | YES | YES |  | NO |  | 09-JUN-2025 6:51:22PM | [26 empty] | E1002 : Pradeep Sati | 17-JUN-2025 5:58:31PM | H1155 : Raushan Kumar
Piping and Fittings | Gasket |  | PF654 | Gasket,Non-Metallic,2.5",,Compressed Asbestos Fibre,Inner Bolt Circle | 68129990 | 0 | NOS | 0 | 0 | RAW | 18 | 0 | YES | YES |  | NO |  | 09-JUN-2025 6:51:22PM | [26 empty] | E1002 : Pradeep Sati
Piping and Fittings | Gasket |  | PF655 | Gasket,Non-Metallic,3",,Compressed Asbestos Fibre,Inner Bolt Circle | 68129990 | 0 | NOS | 135 | 0 | RAW | 18 | 0 | YES | YES |  | NO |  | 09-JUN-2025 6:51:22PM | [26 empty] | E1002 : Pradeep Sati | 17-JUN-2025 5:58:31PM | H1155 : Raushan Kumar
Piping and Fittings | Gasket |  | PF656 | Gasket,Non-Metallic,1/2",,PTFE,Inner Bolt Circle | 68129990 | 0 | NOS | 15 | 0 | RAW | 18 | 0 | YES | YES |  | NO |  | 09-JUN-2025 6:51:22PM | [26 empty] | E1002 : Pradeep Sati | 25-OCT-2025 12:18:28PM | H1155 : Raushan Kumar
Piping and Fittings | Gasket |  | PF657 | Gasket,Non-Metallic,3/4",,PTFE,Inner Bolt Circle | 68129990 | 0 | NOS | 0 | 0 | RAW | 18 | 0 | YES | YES |  | NO |  | 09-JUN-2025 6:51:22PM | [26 empty] | E1002 : Pradeep Sati
Piping and Fittings | Gasket |  | PF658 | Gasket,Non-Metallic,1",,PTFE,Inner Bolt Circle | 68129990 | 0 | NOS | 0 | 0 | RAW | 18 | 0 | YES | YES |  | NO |  | 09-JUN-2025 6:51:22PM | [26 empty] | E1002 : Pradeep Sati
Piping and Fittings | Gasket |  | PF659 | Gasket,Non-Metallic,1.5",,PTFE,Inner Bolt Circle | 68129990 | 0 | NOS | 0 | 0 | RAW | 18 | 0 | YES | YES |  | NO |  | 09-JUN-2025 6:51:22PM | [26 empty] | E1002 : Pradeep Sati
Piping and Fittings | Equal Elbow |  | PF66 | Equal Elbow,1.25",Brass,PBI,0-10 Barg,100° C,Female-PT | 848790 | 0 | NOS | 0 | 0 | RAW | 18 | 0 | YES | YES |  | NO |  | 10-APR-2025 11:09:59AM | [26 empty] | E1002 : Pradeep Sati
Piping and Fittings | Gasket |  | PF660 | Gasket,Non-Metallic,2",,PTFE,Inner Bolt Circle | 68129990 | 0 | NOS | 0 | 0 | RAW | 18 | 0 | YES | YES |  | NO |  | 09-JUN-2025 6:51:22PM | [26 empty] | E1002 : Pradeep Sati
Piping and Fittings | Gasket |  | PF661 | Gasket,Non-Metallic,2.5",,PTFE,Inner Bolt Circle | 68129990 | 0 | NOS | 0 | 0 | RAW | 18 | 0 | YES | YES |  | NO |  | 09-JUN-2025 6:51:22PM | [26 empty] | E1002 : Pradeep Sati
Piping and Fittings | Gasket |  | PF662 | Gasket,Non-Metallic,3",,PTFE,Inner Bolt Circle | 68129990 | 0 | NOS | 0 | 0 | RAW | 18 | 0 | YES | YES |  | NO |  | 09-JUN-2025 6:51:22PM | [26 empty] | E1002 : Pradeep Sati
Piping and Fittings | Gasket |  | PF663 | Gasket,Metallic,1/2",,Graphite,Inner Bolt Circle | 68129990 | 20 | NOS | 31 | 0 | RAW | 18 | 0 | YES | YES |  | NO |  | 09-JUN-2025 6:51:22PM | [26 empty] | E1002 : Pradeep Sati
Piping and Fittings | Gasket |  | PF664 | Gasket,Metallic,3/4",,Graphite,Inner Bolt Circle | 68129990 | 10 | NOS | 39 | 0 | RAW | 18 | 0 | YES | YES |  | NO |  | 09-JUN-2025 6:51:22PM | [26 empty] | E1002 : Pradeep Sati
Piping and Fittings | Gasket |  | PF665 | Gasket,Metallic,1",,Graphite,Inner Bolt Circle | 68129990 | 20 | NOS | 44 | 0 | RAW | 18 | 0 | YES | YES |  | NO |  | 09-JUN-2025 6:51:22PM | [26 empty] | E1002 : Pradeep Sati | 03-FEB-2026 4:11:00PM | H1155 : Raushan Kumar
Piping and Fittings | Gasket |  | PF666 | Gasket,Metallic,1.5",,Graphite,Inner Bolt Circle | 68129990 | 20 | NOS | 59 | 0 | RAW | 18 | 0 | YES | YES |  | NO |  | 09-JUN-2025 6:51:22PM | [26 empty] | E1002 : Pradeep Sati | 17-NOV-2025 5:52:30PM | E1002 : Pradeep Sati
Piping and Fittings | Gasket |  | PF667 | Gasket,Metallic,2",,Graphite,Inner Bolt Circle | 68129990 | 20 | NOS | 76 | 0 | RAW | 18 | 0 | YES | YES |  | NO |  | 09-JUN-2025 6:51:22PM | [26 empty] | E1002 : Pradeep Sati | 20-APR-2026 3:05:35PM | H1155 : Raushan Kumar
Piping and Fittings | Gasket |  | PF668 | Gasket,Metallic,2.5",,Graphite,Inner Bolt Circle | 68129990 | 70 | NOS | 94 | 0 | RAW | 18 | 0 | YES | YES |  | NO |  | 09-JUN-2025 6:51:22PM | [26 empty] | E1002 : Pradeep Sati
Piping and Fittings | Gasket |  | PF669 | Gasket,Metallic,3",,Graphite,Inner Bolt Circle | 68129990 | 20 | NOS | 117 | 0 | RAW | 18 | 0 | YES | YES |  | NO |  | 09-JUN-2025 6:51:22PM | [26 empty] | E1002 : Pradeep Sati | 20-APR-2026 3:05:35PM | H1155 : Raushan Kumar
Piping and Fittings | Equal Elbow |  | PF67 | Equal Elbow,1.5",Brass,PBI,0-10 Barg,100° C,Female-PT | 848790 | 0 | NOS | 0 | 0 | RAW | 18 | 0 | YES | YES |  | NO |  | 10-APR-2025 11:09:59AM | [26 empty] | E1002 : Pradeep Sati | 16-MAY-2025 2:13:28PM | E1002 : Pradeep Sati
Piping and Fittings | Pipe |  | PF670 | Pipe,1/2",SCH 10,SS-304,Seamless,,0-20 Barg,(-45°C to 400°C) | 730690 | 0 | MTR | 0 | 0 | RAW | 18 | 0 | YES | YES |  | NO |  | 10-JUN-2025 8:19:36PM | [26 empty] | E1002 : Pradeep Sati | 14-JUN-2025 1:43:36PM | E1002 : Pradeep Sati
Piping and Fittings | Pipe |  | PF671 | Pipe,3/4",SCH 10,SS-304,Seamless,,0-20 Barg,(-45°C to 400°C) | 730690 | 0 | MTR | 0 | 0 | RAW | 18 | 0 | YES | YES |  | NO |  | 10-JUN-2025 8:19:36PM | [26 empty] | E1002 : Pradeep Sati | 14-JUN-2025 1:43:36PM | E1002 : Pradeep Sati
Piping and Fittings | Pipe |  | PF672 | Pipe,1",SCH 10,SS-304,Seamless,,0-20 Barg,(-45°C to 400°C) | 730690 | 0 | MTR | 1100 | 0 | RAW | 18 | 0 | YES | YES |  | NO |  | 10-JUN-2025 8:19:36PM | [26 empty] | E1002 : Pradeep Sati | 17-JUN-2025 5:37:57PM | H1155 : Raushan Kumar
Piping and Fittings | Pipe |  | PF673 | Pipe,1.25",SCH 10,SS-304,Seamless,,0-20 Barg,(-45°C to 400°C) | 730690 | 0 | MTR | 0 | 0 | RAW | 18 | 0 | YES | YES |  | NO |  | 10-JUN-2025 8:19:36PM | [26 empty] | E1002 : Pradeep Sati | 14-JUN-2025 1:43:36PM | E1002 : Pradeep Sati
Piping and Fittings | Pipe |  | PF674 | Pipe,1.5",SCH 10,SS-304,Seamless,,0-20 Barg,(-45°C to 400°C) | 730690 | 0 | MTR | 1250 | 0 | RAW | 18 | 0 | YES | YES |  | NO |  | 10-JUN-2025 8:19:36PM | [26 empty] | E1002 : Pradeep Sati | 11-OCT-2025 12:31:38PM | H1155 : Raushan Kumar
Piping and Fittings | Pipe |  | PF675 | Pipe,2",SCH 10,SS-304,Seamless,,0-20 Barg,(-45°C to 400°C) | 730690 | 0 | MTR | 1410 | 0 | RAW | 18 | 0 | YES | YES |  | NO |  | 10-JUN-2025 8:19:36PM | [26 empty] | E1002 : Pradeep Sati | 17-JUN-2025 5:37:57PM | H1155 : Raushan Kumar
Piping and Fittings | Pipe |  | PF676 | Pipe,2.5",SCH 10,SS-304,Seamless,,0-20 Barg,(-45°C to 400°C) | 730690 | 0 | MTR | 0 | 0 | RAW | 18 | 0 | YES | YES |  | NO |  | 10-JUN-2025 8:19:36PM | [26 empty] | E1002 : Pradeep Sati | 14-JUN-2025 1:43:36PM | E1002 : Pradeep Sati
Piping and Fittings | Pipe |  | PF677 | Pipe,3",SCH 10,SS-304,Seamless,,0-20 Barg,(-45°C to 400°C) | 730690 | 0 | MTR | 2150 | 0 | RAW | 18 | 0 | YES | YES |  | NO |  | 10-JUN-2025 8:19:36PM | [26 empty] | E1002 : Pradeep Sati | 17-JUN-2025 5:37:57PM | H1155 : Raushan Kumar
Piping and Fittings | Pipe |  | PF678 | Pipe,1/2",SCH 40,SS-304,Seamless,,0-20 Barg,(-45°C to 400°C) | 730690 | 0 | MTR | 0 | 0 | RAW | 18 | 0 | YES | YES |  | NO |  | 10-JUN-2025 8:19:36PM | [26 empty] | E1002 : Pradeep Sati | 14-JUN-2025 1:43:36PM | E1002 : Pradeep Sati
Piping and Fittings | Pipe |  | PF679 | Pipe,3/4",SCH 40,SS-304,Seamless,,0-20 Barg,(-45°C to 400°C) | 730690 | 0 | MTR | 0 | 0 | RAW | 18 | 0 | YES | YES |  | NO |  | 10-JUN-2025 8:19:36PM | [26 empty] | E1002 : Pradeep Sati | 14-JUN-2025 1:43:36PM | E1002 : Pradeep Sati
Piping and Fittings | Equal Elbow |  | PF68 | Equal Elbow,2",Brass,PBI,0-10 Barg,100° C,Female-PT | 848790 | 0 | NOS | 0 | 0 | RAW | 18 | 0 | YES | YES |  | NO |  | 10-APR-2025 11:09:59AM | [26 empty] | E1002 : Pradeep Sati
Piping and Fittings | Pipe |  | PF680 | Pipe,1",SCH 40,SS-304,Seamless,,0-20 Barg,(-45°C to 400°C) | 730690 | 0 | MTR | 1150 | 0 | RAW | 18 | 0 | YES | YES |  | NO |  | 10-JUN-2025 8:19:36PM | [26 empty] | E1002 : Pradeep Sati | 11-OCT-2025 12:31:38PM | H1155 : Raushan Kumar
Piping and Fittings | Pipe |  | PF681 | Pipe,1.25",SCH 40,SS-304,Seamless,,0-20 Barg,(-45°C to 400°C) | 730690 | 0 | MTR | 0 | 0 | RAW | 18 | 0 | YES | YES |  | NO |  | 10-JUN-2025 8:19:36PM | [26 empty] | E1002 : Pradeep Sati | 14-JUN-2025 1:43:36PM | E1002 : Pradeep Sati
Piping and Fittings | Pipe |  | PF682 | Pipe,1.5",SCH 40,SS-304,Seamless,,0-20 Barg,(-45°C to 400°C) | 730690 | 0 | MTR | 0 | 0 | RAW | 18 | 0 | YES | YES |  | NO |  | 10-JUN-2025 8:19:36PM | [26 empty] | E1002 : Pradeep Sati | 14-JUN-2025 1:43:36PM | E1002 : Pradeep Sati
Piping and Fittings | Pipe |  | PF683 | Pipe,2",SCH 40,SS-304,Seamless,,0-20 Barg,(-45°C to 400°C) | 730690 | 0 | MTR | 0 | 0 | RAW | 18 | 0 | YES | YES |  | NO |  | 10-JUN-2025 8:19:37PM | [26 empty] | E1002 : Pradeep Sati | 14-JUN-2025 1:43:36PM | E1002 : Pradeep Sati
Piping and Fittings | Pipe |  | PF684 | Pipe,2.5",SCH 40,SS-304,Seamless,,0-20 Barg,(-45°C to 400°C) | 730690 | 0 | MTR | 642.33 | 0 | RAW | 18 | 0 | YES | YES |  | NO |  | 10-JUN-2025 8:19:37PM | [26 empty] | E1002 : Pradeep Sati | 17-MAR-2026 10:49:09AM | H1155 : Raushan Kumar
Piping and Fittings | Pipe |  | PF685 | Pipe,3",SCH 40,SS-304,Seamless,,0-20 Barg,(-45°C to 400°C) | 730690 | 0 | MTR | 0 | 0 | RAW | 18 | 0 | YES | YES |  | NO |  | 10-JUN-2025 8:19:37PM | [26 empty] | E1002 : Pradeep Sati | 14-JUN-2025 1:43:36PM | E1002 : Pradeep Sati
Piping and Fittings | Bolt |  | PF686 | Bolt,Screw-Star Head,1.25",MS,Metric Thread, | 7318 | 438 | NOS | 0.8 | 0 | RAW | 18 | 0 | YES | YES |  | NO |  | 16-JUN-2025 2:09:39PM | [26 empty] | E1002 : Pradeep Sati | 23-JAN-2026 3:27:20PM | H1155 : Raushan Kumar
Piping and Fittings | Bolt |  | PF687 | Bolt,Screw-Star Head,1.5",MS,Metric Thread, | 7318 | 0 | NOS | 0 | 0 | RAW | 18 | 0 | YES | YES |  | NO |  | 16-JUN-2025 2:09:39PM | [26 empty] | E1002 : Pradeep Sati
Piping and Fittings | Bolt |  | PF688 | Bolt,Screw-Star Head,2",MS,Metric Thread, | 7318 | 0 | NOS | 0 | 0 | RAW | 18 | 0 | YES | YES |  | NO |  | 16-JUN-2025 2:09:39PM | [26 empty] | E1002 : Pradeep Sati
Piping and Fittings | Socket |  | PF689 | Socket,1",SS-304,Acute,0-10 Barg,100° C,Female-PT | 73072200 | 0 | NOS | 195 | 0 | RAW | 18 | 0 | YES | YES |  | NO |  | 16-JUN-2025 5:34:52PM | [26 empty] | E1002 : Pradeep Sati | 17-JUN-2025 5:58:31PM | H1155 : Raushan Kumar
Piping and Fittings | Equal Elbow |  | PF69 | Equal Elbow,2.5",Brass,PBI,0-10 Barg,100° C,Female-PT | 848790 | 0 | NOS | 0 | 0 | RAW | 18 | 0 | YES | YES |  | NO |  | 10-APR-2025 11:09:59AM | [26 empty] | E1002 : Pradeep Sati
Piping and Fittings | Socket |  | PF690 | Socket,1/2",SS-304,Acute,0-10 Barg,100° C,Female-PT | 73072200 | 0 | NOS | 120 | 0 | RAW | 18 | 0 | YES | YES |  | NO |  | 16-JUN-2025 5:34:52PM | [26 empty] | E1002 : Pradeep Sati | 17-JUN-2025 5:58:31PM | H1155 : Raushan Kumar
Piping and Fittings | Washer |  | PF691 | Washer,4 mm,Plain,SS, | 7318 | 0 | NOS | 0 | 0 | RAW | 18 | 0 | YES | YES |  | NO |  | 18-JUN-2025 11:10:38AM | [26 empty] | E1002 : Pradeep Sati
Piping and Fittings | Washer |  | PF692 | Washer,6 mm,Plain,SS, | 7318 | 0 | NOS | 0 | 0 | RAW | 18 | 0 | YES | YES |  | NO |  | 18-JUN-2025 11:10:38AM | [26 empty] | E1002 : Pradeep Sati
Piping and Fittings | Washer |  | PF693 | Washer,8 mm,Plain,SS, | 7318 | 0 | NOS | 1.1 | 0 | RAW | 18 | 0 | YES | YES |  | NO |  | 18-JUN-2025 11:10:38AM | [26 empty] | E1002 : Pradeep Sati | 11-OCT-2025 12:34:01PM | H1155 : Raushan Kumar
Piping and Fittings | Washer |  | PF694 | Washer,10 mm,Plain,SS, | 7318 | 88 | NOS | 2.5 | 0 | RAW | 18 | 0 | YES | YES |  | NO |  | 18-JUN-2025 11:10:38AM | [26 empty] | E1002 : Pradeep Sati | 20-AUG-2026 9:47:38AM | H1155 : Raushan Kumar
Piping and Fittings | Washer |  | PF695 | Washer,12 mm,Plain,SS, | 7318 | 0 | NOS | 0 | 0 | RAW | 18 | 0 | YES | YES |  | NO |  | 18-JUN-2025 11:10:38AM | [26 empty] | E1002 : Pradeep Sati
Piping and Fittings | Washer |  | PF696 | Washer,14 mm,Plain,SS, | 7318 | 0 | NOS | 0 | 0 | RAW | 18 | 0 | YES | YES |  | NO |  | 18-JUN-2025 11:10:38AM | [26 empty] | E1002 : Pradeep Sati
Piping and Fittings | Door Hinge |  | PF697 | Door Hinge,Concealed,,,MS,Dirak | 8302 | 0 | NOS | 0 | 0 | RAW | 18 | 0 | YES | YES |  | NO |  | 24-JUN-2025 12:45:54PM | [26 empty] | E1002 : Pradeep Sati
Piping and Fittings | Door Hinge |  | PF698 | Door Hinge,Concealed,,,MS,Arihant | 8302 | 0 | NOS | 132.5 | 0 | RAW | 18 | 0 | YES | YES |  | NO |  | 24-JUN-2025 12:45:54PM | [26 empty] | E1002 : Pradeep Sati
Piping and Fittings | X-Nipple |  | PF699 | X-Nipple,1/2",SS | 7307 | 0 | NOS | 160 | 0 | RAW | 18 | 0 | YES | YES |  | NO |  | 26-JUN-2025 1:27:25PM | [26 empty] | E1002 : Pradeep Sati | 10-MAR-2026 3:43:28PM | H1155 : Raushan Kumar
Piping and Fittings | Hex Nipple |  | PF7 | Hex Nipple,1.5",Brass,PBI,0-10 Barg,100° C,Male-PT | 7307 | 1181 | NOS | 1 | 0 | RAW | 18 | 0 | YES | YES |  | NO |  | 10-APR-2025 11:09:58AM | [26 empty] | E1002 : Pradeep Sati | 05-JUN-2026 2:52:09PM | H1155 : Raushan Kumar
Piping and Fittings | Equal Elbow |  | PF70 | Equal Elbow,3",Brass,PBI,0-10 Barg,100° C,Female-PT | 848790 | 0 | NOS | 0 | 0 | RAW | 18 | 0 | YES | YES |  | NO |  | 10-APR-2025 11:09:59AM | [26 empty] | E1002 : Pradeep Sati
Piping and Fittings | X-Nipple |  | PF700 | X-Nipple,3/4",SS | 7307 | 0 | NOS | 0 | 0 | RAW | 18 | 0 | YES | YES |  | NO |  | 26-JUN-2025 1:27:25PM | [26 empty] | E1002 : Pradeep Sati | 25-SEP-2025 2:55:28PM | H1155 : Raushan Kumar
Piping and Fittings | X-Nipple |  | PF701 | X-Nipple,1",SS | 7307 | 0 | NOS | 210 | 0 | RAW | 18 | 0 | YES | YES |  | NO |  | 26-JUN-2025 1:27:25PM | [26 empty] | E1002 : Pradeep Sati | 10-MAR-2026 3:43:28PM | H1155 : Raushan Kumar
Piping and Fittings | Camlock Coupling |  | PF702 | Camlock Coupling,Adapter,1/2",SS, | 7307 | 0 | NOS | 0 | 0 | RAW | 18 | 0 | YES | YES |  | NO |  | 26-JUN-2025 1:27:25PM | [26 empty] | E1002 : Pradeep Sati
Piping and Fittings | Camlock Coupling |  | PF703 | Camlock Coupling,Coupler,1/2",SS, | 7307 | 0 | NOS | 0 | 0 | RAW | 18 | 0 | YES | YES |  | NO |  | 26-JUN-2025 1:27:25PM | [26 empty] | E1002 : Pradeep Sati
Piping and Fittings | Camlock Coupling |  | PF704 | Camlock Coupling,Adapter,3/4",SS, | 7307 | 0 | NOS | 0 | 0 | RAW | 18 | 0 | YES | YES |  | NO |  | 26-JUN-2025 1:27:25PM | [26 empty] | E1002 : Pradeep Sati
Piping and Fittings | Camlock Coupling |  | PF705 | Camlock Coupling,Coupler,3/4",SS, | 7307 | 0 | NOS | 0 | 0 | RAW | 18 | 0 | YES | YES |  | NO |  | 26-JUN-2025 1:27:25PM | [26 empty] | E1002 : Pradeep Sati
Piping and Fittings | Camlock Coupling |  | PF706 | Camlock Coupling,Adapter,1",SS, | 7307 | 0 | NOS | 0 | 0 | RAW | 18 | 0 | YES | YES |  | NO |  | 26-JUN-2025 1:27:25PM | [26 empty] | E1002 : Pradeep Sati
Piping and Fittings | Camlock Coupling |  | PF707 | Camlock Coupling,Coupler,1",SS, | 7307 | 0 | NOS | 0 | 0 | RAW | 18 | 0 | YES | YES |  | NO |  | 26-JUN-2025 1:27:25PM | [26 empty] | E1002 : Pradeep Sati
Piping and Fittings | Sealing Ring |  | PF708 | Sealing Ring,O-Type,OD32 X ID27 X T2.5 mm,PTFE,15 mm,White | 4016 | 50 | NOS | 16 | 0 | RAW | 18 | 0 | YES | YES |  | NO |  | 26-JUN-2025 11:34:53PM | [26 empty] | E1002 : Pradeep Sati | 17-NOV-2025 5:52:30PM | E1002 : Pradeep Sati
Piping and Fittings | Sealing Ring |  | PF709 | Sealing Ring,O-Type,OD38 X ID33 X T2.5 mm,PTFE,20 mm,White | 4016 | 20 | NOS | 18 | 0 | RAW | 18 | 0 | YES | YES |  | NO |  | 26-JUN-2025 11:34:53PM | [26 empty] | E1002 : Pradeep Sati | 17-NOV-2025 5:52:30PM | E1002 : Pradeep Sati
Piping and Fittings | Equal Elbow |  | PF71 | Equal Elbow,1/4",MS,VS,0-10 Barg,100° C,Female-NPT | 848790 | 0 | NOS | 0 | 0 | RAW | 18 | 0 | YES | YES |  | NO |  | 10-APR-2025 11:09:59AM | [26 empty] | E1002 : Pradeep Sati
Piping and Fittings | Sealing Ring |  | PF710 | Sealing Ring,O-Type,OD46 X ID39 X T2.5 mm,PTFE,25 mm,White | 4016 | 45 | NOS | 21 | 0 | RAW | 18 | 0 | YES | YES |  | NO |  | 26-JUN-2025 11:34:53PM | [26 empty] | E1002 : Pradeep Sati | 17-NOV-2025 5:52:30PM | E1002 : Pradeep Sati
Piping and Fittings | X-Nipple |  | PF711 | X-Nipple,1.5",SS | 7307 | 0 | NOS | 320 | 0 | RAW | 18 | 0 | YES | YES |  | NO |  | 03-JUL-2025 7:44:07PM | [26 empty] | E1002 : Pradeep Sati | 10-MAR-2026 3:43:28PM | H1155 : Raushan Kumar
Piping and Fittings | Three Piece Union |  | PF712 | Three Piece Union,1.5",GI,,0-10 Bar,100° C,Female-PT,NBR | 7412 | 1 | NOS | 460 | 0 | RAW | 18 | 0 | YES | YES |  | NO |  | 07-JUL-2025 2:37:40PM | [26 empty] | E1002 : Pradeep Sati | 17-NOV-2025 5:52:30PM | E1002 : Pradeep Sati
Piping and Fittings | Pipe |  | PF713 | Pipe,ID 207 mm,6 mm (SCH 40),MS,ERW,Jindal,0-20 Barg,(-45°C to 400°C) | 730690 | 0.75 | MTR | 2250 | 0 | RAW | 18 | 0 | YES | YES |  | NO |  | 10-JUL-2025 11:33:39PM | [26 empty] | E1002 : Pradeep Sati | 20-OCT-2025 1:59:32PM | H1155 : Raushan Kumar
Piping and Fittings | Pipe |  | PF714 | Pipe,ID 344 mm,6 mm (SCH 40),MS,ERW,Jindal,0-20 Barg,(-45°C to 400°C) | 730690 | 24.3 | MTR | 2925 | 0 | RAW | 18 | 0 | YES | YES |  | NO |  | 10-JUL-2025 11:33:39PM | [26 empty] | E1002 : Pradeep Sati | 04-AUG-2026 2:57:20PM | H1155 : Raushan Kumar
Piping and Fittings | Pipe |  | PF715 | Pipe,ID 394 mm,6 mm (SCH 40),MS,ERW,Jindal,0-20 Barg,(-45°C to 400°C) | 730690 | 12 | MTR | 3597 | 0 | RAW | 18 | 0 | YES | YES |  | NO |  | 10-JUL-2025 11:33:39PM | [26 empty] | E1002 : Pradeep Sati | 19-SEP-2025 5:39:53PM | H1155 : Raushan Kumar
Piping and Fittings | Hose |  | PF716 | Hose,1.25",Without Crimping,Synthetic Rubber,Parker-Air Master,N/A,0-88 Barg,(-35°C to 100°C) | 391739 | 0 | MTR | 0 | 0 | RAW | 18 | 0 | YES | YES |  | NO |  | 07-AUG-2025 11:30:08AM | [26 empty] | E1002 : Pradeep Sati
Piping and Fittings | Hose |  | PF717 | Hose,1.25",Crimped,Synthetic Rubber,Parker-Air Master,Female-PT,0-88 Barg,(-35°C to 100°C) | 391739 | 0 | MTR | 0 | 0 | RAW | 18 | 0 | YES | YES |  | NO |  | 07-AUG-2025 11:30:08AM | [26 empty] | E1002 : Pradeep Sati
Piping and Fittings | Hex Nipple |  | PF718 | Hex Nipple,1/2",SS,,High Pressure,100° C,Male-PT | 7307 | 21 | NOS | 240 | 0 | RAW | 18 | 0 | YES | YES |  | NO |  | 12-AUG-2025 4:25:30PM | [26 empty] | E1002 : Pradeep Sati | 30-JUN-2026 3:30:29PM | H1155 : Raushan Kumar
Piping and Fittings | Hex Reducer |  | PF719 | Hex Reducer,1/2" X 3/4",SS,,High Pressure,100° C,Male-PT | 7412 | 0 | NOS | 0 | 0 | RAW | 18 | 0 | YES | YES |  | NO |  | 12-AUG-2025 4:25:30PM | [26 empty] | E1002 : Pradeep Sati
Piping and Fittings | Equal Elbow |  | PF72 | Equal Elbow,1/8",MS,VS,0-10 Barg,100° C,Female-NPT | 848790 | 0 | NOS | 0 | 0 | RAW | 18 | 0 | YES | YES |  | NO |  | 10-APR-2025 11:09:59AM | [26 empty] | E1002 : Pradeep Sati
Piping and Fittings | Hose |  | PF720 | Hose,1/2",Crimped,Synthetic Rubber,Parker-R6,Female-PT,High Pressure,(-35°C to 100°C) | 391739 | 0 | MTR | 836 | 0 | RAW | 18 | 0 | YES | YES |  | NO |  | 12-AUG-2025 4:25:30PM | [26 empty] | E1002 : Pradeep Sati | 08-OCT-2025 4:35:11PM | H1155 : Raushan Kumar
Piping and Fittings | Hex Reducer |  | PF721 | Hex Reducer,1" X 1/2",GI,,High Pressure,100° C,Male-PT | 7412 | 0 | NOS | 647 | 0 | RAW | 18 | 0 | YES | YES |  | NO |  | 29-AUG-2025 5:40:24PM | [26 empty] | E1002 : Pradeep Sati | 11-FEB-2026 10:05:38AM | H1155 : Raushan Kumar
Piping and Fittings | Bush Reducer |  | PF722 | Bush Reducer,2.5" X 1.5",Brass,PBI,0-10 Barg,100° C,Male-PT | 7412 | 0 | NOS | 0 | 0 | RAW | 18 | 0 | YES | YES |  | NO |  | 29-AUG-2025 5:40:24PM | [26 empty] | E1002 : Pradeep Sati
Piping and Fittings | Bush Reducer |  | PF723 | Bush Reducer,2.5" X 1.5",SS-304,Atam,0-10 Barg,100° C,Male-NPT | 7412 | 2 | NOS | 0 | 0 | RAW | 18 | 0 | YES | YES |  | NO |  | 29-AUG-2025 5:40:24PM | [26 empty] | E1002 : Pradeep Sati | 17-NOV-2025 5:52:30PM | E1002 : Pradeep Sati
Piping and Fittings | Bush Reducer |  | PF724 | Bush Reducer,2.5" X 1.5",MS,,0-10 Barg,100° C,Male-NPT | 7412 | 0 | NOS | 0 | 0 | RAW | 18 | 0 | YES | YES |  | NO |  | 29-AUG-2025 5:40:24PM | [26 empty] | E1002 : Pradeep Sati
Piping and Fittings | Bush Reducer |  | PF725 | Bush Reducer,2.5" X 1.5",GI,,0-10 Barg,100° C,Male-NPT | 7412 | 0 | NOS | 0 | 0 | RAW | 18 | 0 | YES | YES |  | NO |  | 29-AUG-2025 5:40:24PM | [26 empty] | E1002 : Pradeep Sati
Piping and Fittings | Hose |  | PF726 | Hose,1/2",Crimped,Synthetic Rubber,Parker-High Pressure,Female-PT,0-150 Barg,(-35°C to 100°C) | 391739 | 0 | MTR | 0 | 0 | RAW | 18 | 0 | YES | YES |  | NO |  | 29-AUG-2025 5:40:24PM | [26 empty] | E1002 : Pradeep Sati
Piping and Fittings | Hex Reducer |  | PF727 | Hex Reducer,1/2" X 1/4",GI,,High Pressure,100° C,Male-PT | 7412 | 0 | NOS | 40 | 0 | RAW | 18 | 0 | YES | YES |  | NO |  | 29-AUG-2025 5:40:24PM | [26 empty] | E1002 : Pradeep Sati | 22-JUN-2026 2:19:44PM | H1155 : Raushan Kumar
Piping and Fittings | Equal Elbow |  | PF728 | Equal Elbow,1/2",GI,,High Pressure,100° C,Male-PT | 7412 | 2 | NOS | 165 | 0 | RAW | 18 | 0 | YES | YES |  | NO |  | 29-AUG-2025 5:43:23PM | [26 empty] | E1002 : Pradeep Sati | 17-JUN-2026 2:15:04PM | H1155 : Raushan Kumar
Piping and Fittings | Hex Reducer |  | PF729 | Hex Reducer,3/4" X 1/2",GI,Parthgenix Technologies,,100° C,Male-BSP | 7412 | 0 | NOS | 90 | 0 | RAW | 18 | 0 | YES | YES |  | NO |  | 03-SEP-2025 12:30:02PM | [26 empty] | E1002 : Pradeep Sati
Piping and Fittings | Equal Elbow |  | PF73 | Equal Elbow,3/8",MS,VS,0-10 Barg,100° C,Female-NPT | 848790 | 0 | NOS | 0 | 0 | RAW | 18 | 0 | YES | YES |  | NO |  | 10-APR-2025 11:09:59AM | [26 empty] | E1002 : Pradeep Sati
Piping and Fittings | Hex Nipple |  | PF730 | Hex Nipple,1.25",GI,Parthgenix Technologies,,100° C,Male-BSP | 7412 | 0 | NOS | 250 | 0 | RAW | 18 | 0 | YES | YES |  | NO |  | 03-SEP-2025 12:30:02PM | [26 empty] | E1002 : Pradeep Sati
Piping and Fittings | Hex Nipple |  | PF731 | Hex Nipple,3/4",SS,Parthgenix Technologies,High Pressure,100° C,Male-BSP | 7412 | 0 | NOS | 360 | 0 | RAW | 18 | 0 | YES | YES |  | NO |  | 03-SEP-2025 12:30:02PM | [26 empty] | E1002 : Pradeep Sati | 20-MAR-2026 5:23:18PM | H1155 : Raushan Kumar
Piping and Fittings | Equal Elbow |  | PF732 | Equal Elbow,3/4",MS,MS Traders,High Pressure,100° C,Male-BSP | 7412 | 0 | NOS | 100 | 0 | RAW | 18 | 0 | YES | YES |  | NO |  | 03-SEP-2025 12:30:02PM | [26 empty] | E1002 : Pradeep Sati | 20-MAR-2026 5:23:18PM | H1155 : Raushan Kumar
Piping and Fittings | Bolt |  | PF733 | Bolt,Allen,8 X 25 mm,SS- 304,Metric Thread, | 7318 | 26 | NOS | 21.01 | 0 | RAW | 18 | 0 | YES | YES |  | NO |  | 05-SEP-2025 2:17:21PM | [26 empty] | E1002 : Pradeep Sati | 17-JUN-2026 2:15:04PM | H1155 : Raushan Kumar
Piping and Fittings | Washer |  | PF734 | Washer,14 mm,Plain,MS, | 7318 | 46 | NOS | 3 | 0 | RAW | 18 | 0 | YES | YES |  | NO |  | 05-SEP-2025 2:17:21PM | [26 empty] | E1002 : Pradeep Sati | 24-JAN-2026 12:21:37PM | H1155 : Raushan Kumar
Piping and Fittings | Bolt |  | PF735 | Bolt,Hex,8 X 25 mm,MS,Metric Thread, | 7318 | 0 | NOS | 1.3 | 0 | RAW | 18 | 0 | YES | YES |  | NO |  | 05-SEP-2025 2:17:21PM | [26 empty] | E1002 : Pradeep Sati | 11-OCT-2025 12:34:01PM | H1155 : Raushan Kumar
Piping and Fittings | Hex Nipple |  | PF736 | Hex Nipple,1/2",SS-304,Parthgenix Technologies,,100° C,Male-BSP | 7412 | 0 | NOS | 0 | 0 | RAW | 18 | 0 | YES | YES |  | NO |  | 08-SEP-2025 1:44:17PM | [26 empty] | E1002 : Pradeep Sati
Piping and Fittings | Hex Nipple |  | PF737 | Hex Nipple,3/4",SS-304,Parthgenix Technologies,,100° C,Male-BSP | 7412 | 0 | NOS | 0 | 0 | RAW | 18 | 0 | YES | YES |  | NO |  | 08-SEP-2025 1:44:17PM | [26 empty] | E1002 : Pradeep Sati
Piping and Fittings | Hex Nipple |  | PF738 | Hex Nipple,1",SS-304,Parthgenix Technologies,,100° C,Male-BSP | 7412 | 0 | NOS | 0 | 0 | RAW | 18 | 0 | YES | YES |  | NO |  | 08-SEP-2025 1:44:17PM | [26 empty] | E1002 : Pradeep Sati
Piping and Fittings | Bolt |  | PF739 | Bolt,O-Type,16 X 25 mm,MS,, | 7318 | 13 | NOS | 60 | 0 | RAW | 18 | 0 | YES | YES |  | NO |  | 10-SEP-2025 3:13:59PM | [26 empty] | E1002 : Pradeep Sati | 13-JAN-2026 10:08:39AM | H1155 : Raushan Kumar
Piping and Fittings | Equal Elbow |  | PF74 | Equal Elbow,3/4",MS,VS,0-10 Barg,100° C,Female-NPT | 848790 | 0 | NOS | 0 | 0 | RAW | 18 | 0 | YES | YES |  | NO |  | 10-APR-2025 11:09:59AM | [26 empty] | E1002 : Pradeep Sati
Piping and Fittings | Pipe |  | PF740 | Pipe,Square-50 X 50 mm,2 mm,MS,ERW,,, | 730690 | 0 | NOS | 135.91 | 0 | RAW | 18 | 0 | YES | YES |  | NO |  | 10-SEP-2025 6:31:41PM | [26 empty] | E1002 : Pradeep Sati
Piping and Fittings | Bush Reducer |  | PF741 | Bush Reducer,2.5" X 1.5",SS-304,ACP,,100° C,NPT | 7412 | 2 | NOS | 1200 | 0 | RAW | 18 | 0 | YES | YES |  | NO |  | 17-SEP-2025 3:25:23PM | [26 empty] | E1002 : Pradeep Sati | 17-NOV-2025 5:52:30PM | E1002 : Pradeep Sati
Piping and Fittings | Gasket |  | PF742 | Gasket,Steel Wire-Infused,,4 mm,Reinforced, | 68129990 | 0 | MTR | 1425 | 0 | RAW | 18 | 0 | YES | YES |  | NO |  | 17-SEP-2025 3:27:55PM | [26 empty] | E1002 : Pradeep Sati | 18-SEP-2025 6:15:53PM | E1002 : Pradeep Sati
Piping and Fittings | X-Nipple |  | PF743 | X-Nipple,2",SS | 7307 | 0 | NOS | 415 | 0 | RAW | 18 | 0 | YES | YES |  | NO |  | 18-SEP-2025 6:15:43PM | [26 empty] | E1002 : Pradeep Sati | 10-MAR-2026 3:43:28PM | H1155 : Raushan Kumar
Piping and Fittings | Equal Elbow |  | PF744 | Equal Elbow,1",,,High Pressure,100° C,Female-PT | 7412 | 0 | NOS | 1900 | 0 | RAW | 18 | 0 | YES | YES |  | NO |  | 21-SEP-2025 10:29:18AM | [26 empty] | E1002 : Pradeep Sati | 20-MAR-2026 5:23:18PM | H1155 : Raushan Kumar
Piping and Fittings | Equal Elbow |  | PF745 | Equal Elbow,1/4",,,High Pressure,100° C,Female-PT | 7412 | 0 | NOS | 50 | 0 | RAW | 18 | 0 | YES | YES |  | NO |  | 21-SEP-2025 10:29:18AM | [26 empty] | E1002 : Pradeep Sati | 24-JAN-2026 12:21:37PM | H1155 : Raushan Kumar
Piping and Fittings | Hex Nipple |  | PF746 | Hex Nipple,1",,,High Pressure,100° C,Male-PT | 7412 | 14 | NOS | 647 | 0 | RAW | 18 | 0 | YES | YES |  | NO |  | 21-SEP-2025 10:29:18AM | [26 empty] | E1002 : Pradeep Sati | 24-JUN-2026 3:26:28PM | H1155 : Raushan Kumar
Piping and Fittings | Hex Nipple |  | PF747 | Hex Nipple,1/4",,,High Pressure,100° C,Male-PT | 7412 | 0 | NOS | 30 | 0 | RAW | 18 | 0 | YES | YES |  | NO |  | 21-SEP-2025 10:29:18AM | [26 empty] | E1002 : Pradeep Sati | 25-SEP-2025 1:11:12PM | H1155 : Raushan Kumar
Piping and Fittings | Equal Tee |  | PF748 | Equal Tee,1/4",,,High Pressure,100° C,Male-PT | 7412 | 0 | NOS | 0 | 0 | RAW | 18 | 0 | YES | YES |  | NO |  | 21-SEP-2025 10:29:18AM | [26 empty] | E1002 : Pradeep Sati
Piping and Fittings | Pipe |  | PF749 | Pipe,3" - OD88.9,WT-5.49 mm,MS,ERW,,0-20 Barg,(-45°C to 400°C) | 730690 | 0 | NOS | 4756 | 0 | RAW | 18 | 0 | YES | YES |  | NO |  | 21-SEP-2025 10:29:18AM | [26 empty] | E1002 : Pradeep Sati | 17-MAR-2026 10:47:48AM | H1155 : Raushan Kumar
Piping and Fittings | Equal Elbow |  | PF75 | Equal Elbow,1",MS,VS,0-10 Barg,100° C,Female-NPT | 848790 | 0 | NOS | 55 | 0 | RAW | 18 | 0 | YES | YES |  | NO |  | 10-APR-2025 11:09:59AM | [26 empty] | E1002 : Pradeep Sati
Piping and Fittings | Pipe Reducer |  | PF750 | Pipe Reducer,3" X 2",MS,Forged,,100° C, | 7412 | 0 | NOS | 190 | 0 | RAW | 18 | 0 | YES | YES |  | NO |  | 21-SEP-2025 10:31:58AM | [26 empty] | E1002 : Pradeep Sati | 24-SEP-2025 1:05:37PM | H1155 : Raushan Kumar
Piping and Fittings | Equal Elbow |  | PF751 | Equal Elbow,1/2",SS,,High Pressure,100° C,Female-PT | 7412 | 0 | NOS | 650 | 0 | RAW | 18 | 0 | YES | YES |  | NO |  | 21-SEP-2025 5:42:49PM | [26 empty] | E1002 : Pradeep Sati | 26-JUN-2026 2:58:40PM | H1155 : Raushan Kumar
Piping and Fittings | Equal Tee |  | PF752 | Equal Tee,1",,,High Pressure,100° C,Female-PT | 7412 | 0 | NOS | 1615 | 0 | RAW | 18 | 0 | YES | YES |  | NO |  | 23-SEP-2025 1:18:49PM | [26 empty] | E1002 : Pradeep Sati | 18-FEB-2026 9:52:05AM | H1155 : Raushan Kumar
Piping and Fittings | Bush Reducer |  | PF753 | Bush Reducer,3" X 2",,,High Pressure,100° C,NPT | 7412 | 0 | NOS | 700 | 0 | RAW | 18 | 0 | YES | YES |  | NO |  | 23-SEP-2025 1:18:49PM | [26 empty] | E1002 : Pradeep Sati
Piping and Fittings | Bush Reducer |  | PF754 | Bush Reducer,2" X 2.5",SS-304,Shree Prayag,High Pressure,100° C,NPT | 7412 | 0 | NOS | 0 | 0 | RAW | 18 | 0 | YES | YES |  | NO |  | 23-SEP-2025 6:41:20PM | [26 empty] | E1002 : Pradeep Sati
Piping and Fittings | Hose |  | PF755 | Hose,1.5",Crimped,Synthetic Rubber,Parker-High Pressure,Female-PT,0-150 Barg,(-35°C to 100°C) | 391739 | 2 | NOS | 1269.15 | 0 | RAW | 18 | 0 | YES | YES |  | NO |  | 26-SEP-2025 3:12:16PM | [26 empty] | E1002 : Pradeep Sati | 11-JUN-2026 10:15:48AM | H1155 : Raushan Kumar
Piping and Fittings | Hose |  | PF756 | Hose,1",Crimped,Synthetic Rubber,Parker-R2,Female-PT,0-150 Barg,(-35°C to 100°C) | 391739 | 0 | NOS | 2312 | 0 | RAW | 18 | 0 | YES | YES |  | NO |  | 26-SEP-2025 3:12:16PM | [26 empty] | E1002 : Pradeep Sati | 20-AUG-2026 2:34:06PM | H1155 : Raushan Kumar
Piping and Fittings | Bush Reducer |  | PF757 | Bush Reducer,3" X 1.5",MS,,High Pressure,100° C,BSP | 7412 | 0 | NOS | 880 | 0 | RAW | 18 | 0 | YES | YES |  | NO |  | 30-SEP-2025 6:18:06PM | [26 empty] | E1002 : Pradeep Sati
Piping and Fittings | Hex Nipple |  | PF758 | Hex Nipple,1/2",SS-304,Anjana Steel,0-10 Barg,100° C,Male-NPT | 7307 | 0 | NOS | 80 | 0 | RAW | 18 | 0 | YES | YES |  | NO |  | 01-OCT-2025 1:04:23PM | [26 empty] | E1002 : Pradeep Sati | 04-OCT-2025 12:33:27PM | H1155 : Raushan Kumar
Piping and Fittings | Hex Nipple |  | PF759 | Hex Nipple,1",SS-304,Anjana Steel,0-10 Barg,100° C,Male-NPT | 7307 | 0 | NOS | 150 | 0 | RAW | 18 | 0 | YES | YES |  | NO |  | 01-OCT-2025 1:04:23PM | [26 empty] | E1002 : Pradeep Sati | 04-OCT-2025 12:33:27PM | H1155 : Raushan Kumar
Piping and Fittings | Equal Elbow |  | PF76 | Equal Elbow,1.25",MS,VS,0-10 Barg,100° C,Female-NPT | 848790 | 0 | NOS | 0 | 0 | RAW | 18 | 0 | YES | YES |  | NO |  | 10-APR-2025 11:09:59AM | [26 empty] | E1002 : Pradeep Sati
Piping and Fittings | Equal Tee |  | PF760 | Equal Tee,1",SS-304,Anjana Steel,0-10 Barg,100° C,Female-NPT | 7412 | 0 | NOS | 250 | 0 | RAW | 18 | 0 | YES | YES |  | NO |  | 01-OCT-2025 1:04:23PM | [26 empty] | E1002 : Pradeep Sati | 19-JUN-2026 3:31:29PM | H1155 : Raushan Kumar
Piping and Fittings | Equal Tee |  | PF761 | Equal Elbow,1.5",SS-304,Anjana Steel,0-10 Barg,100° C,Female-NPT | 7412 | 0 | NOS | 300 | 0 | RAW | 18 | 0 | YES | YES |  | NO |  | 01-OCT-2025 1:04:23PM | [26 empty] | E1002 : Pradeep Sati | 04-OCT-2025 12:33:27PM | H1155 : Raushan Kumar
Piping and Fittings | Equal Elbow |  | PF762 | Equal Elbow,2",SS-304,Anjana Steel,0-10 Barg,100° C,Female-NPT | 7412 | 0 | NOS | 460 | 0 | RAW | 18 | 0 | YES | YES |  | NO |  | 01-OCT-2025 1:04:23PM | [26 empty] | E1002 : Pradeep Sati | 04-OCT-2025 12:33:27PM | H1155 : Raushan Kumar
Piping and Fittings | Bush Reducer |  | PF763 | Bush Reducer,2.5" X 1.5",SS-304,Anjana Steel,0-10 Barg,100° C,NPT | 7412 | 0 | NOS | 800 | 0 | RAW | 18 | 0 | YES | YES |  | NO |  | 01-OCT-2025 1:04:23PM | [26 empty] | E1002 : Pradeep Sati | 04-OCT-2025 12:33:27PM | H1155 : Raushan Kumar
Piping and Fittings | Bush Reducer |  | PF764 | Bush Reducer,1.5" X 1/2",SS-304,Anjana Steel,0-10 Barg,100° C,NPT | 7412 | 1 | NOS | 160 | 0 | RAW | 18 | 0 | YES | YES |  | NO |  | 01-OCT-2025 1:04:23PM | [26 empty] | E1002 : Pradeep Sati | 17-NOV-2025 5:52:30PM | E1002 : Pradeep Sati
Piping and Fittings | Bush Reducer |  | PF765 | Bush Reducer,1" X 1/2",SS-304,Anjana Steel,0-10 Barg,100° C,NPT | 7412 | 0 | NOS | 100 | 0 | RAW | 18 | 0 | YES | YES |  | NO |  | 01-OCT-2025 1:04:23PM | [26 empty] | E1002 : Pradeep Sati | 04-OCT-2025 12:33:27PM | H1155 : Raushan Kumar
Piping and Fittings | Bush Reducer |  | PF766 | Bush Reducer,1/2" X 1/4",SS-304,Anjana Steel,0-10 Barg,100° C,NPT | 7412 | 0 | NOS | 50 | 0 | RAW | 18 | 0 | YES | YES |  | NO |  | 01-OCT-2025 1:04:23PM | [26 empty] | E1002 : Pradeep Sati | 04-OCT-2025 12:33:27PM | H1155 : Raushan Kumar
Piping and Fittings | Three Piece Union |  | PF767 | Three Piece Union,2",SS-304,Anjana steel,0-10 Bar,100° C,Female-NPT,Teflon Ring | 7412 | 0 | NOS | 800 | 0 | RAW | 18 | 0 | YES | YES |  | NO |  | 01-OCT-2025 1:04:23PM | [26 empty] | E1002 : Pradeep Sati | 10-OCT-2025 11:38:25AM | H1155 : Raushan Kumar
Piping and Fittings | Equal Elbow |  | PF768 | Equal Elbow,1",GI,Parthgenix Technologies,High Pressure,100° C,Male-PT | 7412 | 5 | NOS | 580 | 0 | RAW | 18 | 0 | YES | YES |  | NO |  | 03-OCT-2025 3:23:55PM | [26 empty] | E1002 : Pradeep Sati | 30-JUN-2026 3:30:29PM | H1155 : Raushan Kumar
Piping and Fittings | Sealing Ring |  | PF769 | Sealing Ring,O-Type,1",Metal+Rubber,Bonded, | 4016 | 0 | NOS | 25 | 0 | RAW | 18 | 0 | YES | YES |  | NO |  | 03-OCT-2025 3:23:55PM | [26 empty] | E1002 : Pradeep Sati
Piping and Fittings | Equal Elbow |  | PF77 | Equal Elbow,1.5",MS,VS,0-10 Barg,100° C,Female-NPT | 848790 | 0 | NOS | 0 | 0 | RAW | 18 | 0 | YES | YES |  | NO |  | 10-APR-2025 11:09:59AM | [26 empty] | E1002 : Pradeep Sati | 16-MAY-2025 2:13:28PM | E1002 : Pradeep Sati
Piping and Fittings | PU Fitting |  | PF770 | PU Fitting,Tube,10 mm,Polyurethane,Legris,Blue,0-8 Barg.,(-20°C to 60°C) | 391721 | 6 | NOS | 87.2 | 0 | RAW | 18 | 0 | YES | YES |  | NO |  | 07-OCT-2025 1:09:08PM | [26 empty] | E1002 : Pradeep Sati | 24-AUG-2026 3:27:26PM | H1155 : Raushan Kumar
Piping and Fittings | Hex Reducer |  | PF771 | Hex Reducer,1.5" X 3/4",,Parthgenix Technologies,High Pressure,100° C,Male-BSP | 7412 | 1 | NOS | 350 | 0 | RAW | 18 | 0 | YES | YES |  | NO |  | 07-OCT-2025 1:09:08PM | [26 empty] | E1002 : Pradeep Sati | 17-NOV-2025 5:52:30PM | E1002 : Pradeep Sati
Piping and Fittings | Pipe |  | PF772 | Pipe,4",SCH 10,MS,ERW,,0-20 Barg,(-45°C to 400°C) | 730690 | 2 | NOS | 4977 | 0 | RAW | 18 | 0 | YES | YES |  | NO |  | 07-OCT-2025 1:09:08PM | [26 empty] | E1002 : Pradeep Sati | 07-JAN-2026 11:26:06AM | H1155 : Raushan Kumar
Piping and Fittings | Equal Elbow |  | PF773 | Equal Elbow,4",MS,Forged,0-10 Barg,100° C,Pipe Weding | 848790 | 0 | NOS | 400 | 0 | RAW | 18 | 0 | YES | YES |  | NO |  | 07-OCT-2025 1:09:08PM | [26 empty] | E1002 : Pradeep Sati | 25-OCT-2025 12:14:57PM | H1155 : Raushan Kumar
Piping and Fittings | Equal Tee |  | PF774 | Equal Tee,4",MS,Forged,0-10 Barg.,100° C,Pipe Welding | 7412 | 0 | NOS | 780 | 0 | RAW | 18 | 0 | YES | YES |  | NO |  | 07-OCT-2025 1:09:08PM | [26 empty] | E1002 : Pradeep Sati | 25-OCT-2025 12:14:57PM | H1155 : Raushan Kumar
Piping and Fittings | Hex Reducer |  | PF775 | Hex Reducer,1.5" X 3/4",,Parthgenix Technologies,High Pressure,100° C,Male-BSP | 7412 | 0 | NOS | 0 | 0 | RAW | 18 | 0 | YES | YES |  | NO |  | 07-OCT-2025 1:09:08PM | [26 empty] | E1002 : Pradeep Sati
Piping and Fittings | Pipe |  | PF776 | Pipe,1/2",SCH 10,MS,ERW,,0-20 Barg,(-45°C to 400°C) | 730690 | 0 | NOS | 160 | 0 | RAW | 18 | 0 | YES | YES |  | NO |  | 08-OCT-2025 12:47:19PM | [26 empty] | E1002 : Pradeep Sati | 25-OCT-2025 12:46:44PM | H1155 : Raushan Kumar
Piping and Fittings | Gasket |  | PF777 | Gasket,Non-Metallic,4",3 mm,Compressed Asbestos Fibre,Inner Bolt Circle | 68129990 | 0 | NOS | 53 | 0 | RAW | 18 | 0 | YES | YES |  | NO |  | 11-OCT-2025 4:26:40PM | [26 empty] | E1002 : Pradeep Sati | 01-NOV-2025 4:09:23PM | H1155 : Raushan Kumar
Piping and Fittings | Washer |  | PF778 | Washer,16 mm,Plain,MS, | 7318 | 0 | NOS | 4.2 | 0 | RAW | 18 | 0 | YES | YES |  | NO |  | 03-NOV-2025 12:03:48PM | [26 empty] | E1002 : Pradeep Sati | 05-NOV-2025 11:48:03AM | H1155 : Raushan Kumar
Piping and Fittings | Bolt |  | PF779 | Bolt,Hex,14 X 50 mm,MS,Metric Thread, | 7318 | 0 | NOS | 0 | 0 | RAW | 18 | 0 | YES | YES |  | NO |  | 03-NOV-2025 12:03:48PM | [26 empty] | E1002 : Pradeep Sati
Piping and Fittings | Equal Elbow |  | PF78 | Equal Elbow,2",MS,VS,0-10 Barg,100° C,Female-NPT | 848790 | 0 | NOS | 145 | 0 | RAW | 18 | 0 | YES | YES |  | NO |  | 10-APR-2025 11:09:59AM | [26 empty] | E1002 : Pradeep Sati
Piping and Fittings | Push and Press |  | PF780 | Push and Press,Elbow ,90o FF Ø 28 SR,SS-304,inoxPRES Uniko-181028900CUNW | 7307 | 9 | NOS | 484.11 | 0 | RAW | 18 | 0 | YES | YES |  | NO |  | 12-NOV-2025 12:37:22PM | [26 empty] | E1002 : Pradeep Sati | 05-JUN-2026 3:32:41PM | H1155 : Raushan Kumar
Piping and Fittings | Push and Press |  | PF781 | Push and Press,Tee,F 1" X Ø 28,SS-304,inoxPRES Uniko-189100028UNW | 7307 | 2 | NOS | 1189.62 | 0 | RAW | 18 | 0 | YES | YES |  | NO |  | 12-NOV-2025 12:37:22PM | [26 empty] | E1002 : Pradeep Sati | 05-JUN-2026 3:32:41PM | H1155 : Raushan Kumar
Piping and Fittings | Push and Press |  | PF782 | Push and Press,Equal Tee,Ø 28,SS-304,inoxPRES Uniko-182028000UNW | 7307 | 2 | NOS | 689.04 | 0 | RAW | 18 | 0 | YES | YES |  | NO |  | 12-NOV-2025 12:37:22PM | [26 empty] | E1002 : Pradeep Sati | 05-JUN-2026 3:32:41PM | H1155 : Raushan Kumar
Piping and Fittings | Push and Press |  | PF783 | Push and Press,Union Male,1" X Ø 28 S/B,SS-304,inoxPRES Uniko-184028002UNW | 7307 | 0 | NOS | 1785.51 | 0 | RAW | 18 | 0 | YES | YES |  | NO |  | 12-NOV-2025 12:37:22PM | [26 empty] | E1002 : Pradeep Sati | 30-MAR-2026 2:53:34PM | H1155 : Raushan Kumar
Piping and Fittings | Push and Press |  | PF784 | Push and Press,Elbow,90° MF 1" X Ø 28,SS-304,inoxPRES Uniko-186100028CUNW | 7307 | 0 | NOS | 1085.25 | 0 | RAW | 18 | 0 | YES | YES |  | NO |  | 12-NOV-2025 12:37:22PM | [26 empty] | E1002 : Pradeep Sati
Piping and Fittings | Push and Press |  | PF785 | Push and Press,Adap. Female,1" X Ø 28,SS-304,inoxPRES Uniko-190100028UNW | 7307 | 0 | NOS | 1003.59 | 0 | RAW | 18 | 0 | YES | YES |  | NO |  | 12-NOV-2025 12:37:22PM | [26 empty] | E1002 : Pradeep Sati | 30-MAR-2026 2:53:35PM | H1155 : Raushan Kumar
Piping and Fittings | Push and Press |  | PF786 | Push and Press,Flat Faced Union,Ø 28,SS-304,inoxPRES Uniko-184028001UNW | 7307 | 0 | NOS | 1723.68 | 0 | RAW | 18 | 0 | YES | YES |  | NO |  | 12-NOV-2025 12:37:22PM | [26 empty] | E1002 : Pradeep Sati | 30-MAR-2026 2:53:34PM | H1155 : Raushan Kumar
Piping and Fittings | Push and Press |  | PF787 | Push and Press,Tee,F 1/2" X Ø 28,SS-304,inoxPRES Uniko-189102028UNW | 7307 | 1 | NOS | 632.61 | 0 | RAW | 18 | 0 | YES | YES |  | NO |  | 12-NOV-2025 12:37:22PM | [26 empty] | E1002 : Pradeep Sati | 05-JUN-2026 3:32:41PM | H1155 : Raushan Kumar
Piping and Fittings | Push and Press |  | PF788 | Push and Press,Adap. Male,1" X Ø 28,SS-304,inoxPRES Uniko-187100028UNW | 7307 | 0 | NOS | 865.08 | 0 | RAW | 18 | 0 | YES | YES |  | NO |  | 12-NOV-2025 12:37:22PM | [26 empty] | E1002 : Pradeep Sati | 30-MAR-2026 2:53:35PM | H1155 : Raushan Kumar
Piping and Fittings | Push and Press |  | PF789 | Push and Press,Adaptor Flange,Ø 28 PN16,SS-304,inoxPRES Uniko-193028000UNW | 7307 | 4 | NOS | 2958.93 | 0 | RAW | 18 | 0 | YES | YES |  | NO |  | 12-NOV-2025 12:37:22PM | [26 empty] | E1002 : Pradeep Sati | 05-JUN-2026 3:32:41PM | H1155 : Raushan Kumar
Piping and Fittings | Equal Elbow |  | PF79 | Equal Elbow,2.5",MS,VS,0-10 Barg,100° C,Female-NPT | 848790 | 0 | NOS | 0 | 0 | RAW | 18 | 0 | YES | YES |  | NO |  | 10-APR-2025 11:09:59AM | [26 empty] | E1002 : Pradeep Sati
Piping and Fittings | Push and Press |  | PF790 | Push and Press,Elbow,45° FF Ø 42,SS-304,inoxPRES Uniko-181042450UNW | 7307 | 0 | NOS | 875.28 | 0 | RAW | 18 | 0 | YES | YES |  | NO |  | 12-NOV-2025 12:37:22PM | [26 empty] | E1002 : Pradeep Sati | 26-DEC-2025 4:54:04PM | H1155 : Raushan Kumar
Piping and Fittings | Push and Press |  | PF791 | Push and Press,Elbow,90° FF Ø 42,SS-304,inoxPRES Uniko-181042900UNW | 7307 | 0 | NOS | 1298.7 | 0 | RAW | 18 | 0 | YES | YES |  | NO |  | 12-NOV-2025 12:37:23PM | [26 empty] | E1002 : Pradeep Sati | 30-MAR-2026 2:53:34PM | H1155 : Raushan Kumar
Piping and Fittings | Push and Press |  | PF792 | Push and Press,Equal Tee,Ø 42,SS-304,inoxPRES Uniko-182042000UNW | 7307 | 0 | NOS | 1215.81 | 0 | RAW | 18 | 0 | YES | YES |  | NO |  | 12-NOV-2025 12:37:23PM | [26 empty] | E1002 : Pradeep Sati | 30-MAR-2026 2:53:35PM | H1155 : Raushan Kumar
Piping and Fittings | Push and Press |  | PF793 | Push and Press,Adap. Male,1"1/2 X Ø 42,SS-304,inoxPRES Uniko-187112042UNW | 7307 | 0 | NOS | 1539 | 0 | RAW | 18 | 0 | YES | YES |  | NO |  | 12-NOV-2025 12:37:23PM | [26 empty] | E1002 : Pradeep Sati | 30-MAR-2026 2:53:34PM | H1155 : Raushan Kumar
Piping and Fittings | Push and Press |  | PF794 | Push and Press,Union Male,1"1/2 X Ø 42 S/B,SS-304,inoxPRES Uniko-184042002UNW | 7307 | 0 | NOS | 2616.57 | 0 | RAW | 18 | 0 | YES | YES |  | NO |  | 12-NOV-2025 12:37:23PM | [26 empty] | E1002 : Pradeep Sati | 26-DEC-2025 4:54:04PM | H1155 : Raushan Kumar
Piping and Fittings | Push and Press |  | PF795 | Push and Press,Adap. Female,1"1/2 X Ø 42,SS-304,inoxPRES Uniko-190112042UNW | 7307 | 0 | NOS | 1707.75 | 0 | RAW | 18 | 0 | YES | YES |  | NO |  | 12-NOV-2025 12:37:23PM | [26 empty] | E1002 : Pradeep Sati | 31-MAR-2026 9:15:21AM | H1155 : Raushan Kumar
Piping and Fittings | Push and Press |  | PF796 | Push and Press,Pipe,Ø 28x1.2 N/anne (M),SS-304,inoxPRES Pipe-114028200 | 7307 | 0 | MTR | 688.8 | 0 | RAW | 18 | 0 | YES | YES |  | NO |  | 12-NOV-2025 12:37:23PM | [26 empty] | E1002 : Pradeep Sati | 26-DEC-2025 4:54:04PM | H1155 : Raushan Kumar
Piping and Fittings | Push and Press |  | PF797 | Push and Press,Pipe,Ø 42x1.5 N/anne (M),SS-304,inoxPRES Pipe-114042200 | 7307 | 0 | MTR | 1320 | 0 | RAW | 18 | 0 | YES | YES |  | NO |  | 12-NOV-2025 12:37:23PM | [26 empty] | E1002 : Pradeep Sati | 26-DEC-2025 4:54:04PM | H1155 : Raushan Kumar
Piping and Fittings | Push and Press |  | PF798 | Push and Press,Clamp,With Rubber-1.5",SS-304,inoxPRES Uniko | 7307 | 0 | NOS | 1864.32 | 0 | RAW | 18 | 0 | YES | YES |  | NO |  | 12-NOV-2025 12:37:23PM | [26 empty] | E1002 : Pradeep Sati
Piping and Fittings | Push and Press |  | PF799 | Push and Press,Clamp,With Rubber-1",SS-304,inoxPRES Uniko | 7307 | 0 | NOS | 0 | 0 | RAW | 18 | 0 | YES | YES |  | NO |  | 12-NOV-2025 12:37:23PM | [26 empty] | E1002 : Pradeep Sati
Piping and Fittings | Hex Nipple |  | PF8 | Hex Nipple,2",Brass,PBI,0-10 Barg,100° C,Male-PT | 7307 | 308 | NOS | 400 | 0 | RAW | 18 | 0 | YES | YES |  | NO |  | 10-APR-2025 11:09:58AM | [26 empty] | E1002 : Pradeep Sati | 24-AUG-2026 10:37:12AM | H1155 : Raushan Kumar
Piping and Fittings | Equal Elbow |  | PF80 | Equal Elbow,3",MS,VS,0-10 Barg,100° C,Female-NPT | 848790 | 0 | NOS | 0 | 0 | RAW | 18 | 0 | YES | YES |  | NO |  | 10-APR-2025 11:09:59AM | [26 empty] | E1002 : Pradeep Sati
Piping and Fittings | Three Piece Union |  | PF800 | Three Piece Union,1",GI,Unic,0-10 Bar,100° C,Female-NPT,Ring | 7412 | 0 | NOS | 0 | 0 | RAW | 18 | 0 | YES | YES |  | NO |  | 17-NOV-2025 4:17:01PM | [26 empty] | E1002 : Pradeep Sati
Piping and Fittings | Nut |  | PF801 | Nut,Hex,3 mm,HTB,,Metric Thread | 7318 | 0 | NOS | 0 | 0 | RAW | 18 | 0 | YES | YES |  | NO |  | 17-NOV-2025 4:17:01PM | [26 empty] | E1002 : Pradeep Sati
Piping and Fittings | Bolt |  | PF802 | Bolt,Allen,3 X 20 Mm,HTB,Metric Thread, | 7318 | 0 | NOS | 0 | 0 | RAW | 18 | 0 | YES | YES |  | NO |  | 17-NOV-2025 4:17:01PM | [26 empty] | E1002 : Pradeep Sati
Piping and Fittings | Bolt |  | PF803 | Bolt,Allen,4 X 15 mm,HTB,Metric Thread, | 7318 | 0 | NOS | 0 | 0 | RAW | 18 | 0 | YES | YES |  | NO |  | 17-NOV-2025 4:17:01PM | [26 empty] | E1002 : Pradeep Sati
Piping and Fittings | Bolt |  | PF804 | Bolt,Allen,10 X 25 mm,HTB,Metric Thread, | 7318 | 0 | NOS | 0 | 0 | RAW | 18 | 0 | YES | YES |  | NO |  | 17-NOV-2025 4:17:01PM | [26 empty] | E1002 : Pradeep Sati
Piping and Fittings | Bolt |  | PF805 | Bolt,U,10",GI,Metric Thread, | 7318 | 0 | NOS | 0 | 0 | RAW | 18 | 0 | YES | YES |  | NO |  | 17-NOV-2025 4:17:01PM | [26 empty] | E1002 : Pradeep Sati | 15-DEC-2025 9:33:44AM | H1155 : Raushan Kumar
Piping and Fittings | Bolt |  | PF806 | Bolt,U,12",GI,Metric Thread, | 7318 | 0 | NOS | 0 | 0 | RAW | 18 | 0 | YES | YES |  | NO |  | 17-NOV-2025 4:17:01PM | [26 empty] | E1002 : Pradeep Sati | 15-DEC-2025 9:33:44AM | H1155 : Raushan Kumar
Piping and Fittings | Hex Reducer |  | PF807 | Hex Reducer,1.25" X 3/4",Brass,PBI,0-10 Barg,100° C,Male-NPT | 7412 | 0 | NOS | 0 | 0 | RAW | 18 | 0 | YES | YES |  | NO |  | 17-NOV-2025 4:17:01PM | [26 empty] | E1002 : Pradeep Sati
Piping and Fittings | Hex Reducer |  | PF808 | Hex Reducer,1.5" X 1.25",Brass,PBI,0-10 Barg,100° C,Male-NPT | 7412 | 0 | NOS | 0 | 0 | RAW | 18 | 0 | YES | YES |  | NO |  | 17-NOV-2025 4:17:01PM | [26 empty] | E1002 : Pradeep Sati
Piping and Fittings | Hex Reducer |  | PF809 | Hex Reducer,1.25" X 1",Brass,PBI,0-10 Barg,100° C,Male-NPT | 7412 | 0 | NOS | 0 | 0 | RAW | 18 | 0 | YES | YES |  | NO |  | 17-NOV-2025 4:17:01PM | [26 empty] | E1002 : Pradeep Sati
Piping and Fittings | Equal Elbow |  | PF81 | Equal Elbow,1/4",SS-304,Atam,0-10 Barg,100° C,Female-NPT | 848790 | 2 | NOS | 107.5 | 0 | RAW | 18 | 0 | YES | YES |  | NO |  | 10-APR-2025 11:09:59AM | [26 empty] | E1002 : Pradeep Sati | 09-SEP-2026 4:58:37PM | H1155 : Raushan Kumar
Piping and Fittings | Hex Reducer |  | PF810 | Hex Reducer,1/4" X 1/8",Brass,PBI,0-10 Barg,100° C,Male-NPT | 7412 | 0 | NOS | 0 | 0 | RAW | 18 | 0 | YES | YES |  | NO |  | 17-NOV-2025 4:17:01PM | [26 empty] | E1002 : Pradeep Sati
Piping and Fittings | PU Fitting |  | PF811 | PU Fitting,Male Connector,1/8" X 4 mm,Polyurethane,,0-10 Barg.,(-10°C to 60°C) | 391721 | 0 | NOS | 0 | 0 | RAW | 18 | 0 | YES | YES |  | NO |  | 17-NOV-2025 4:17:01PM | [26 empty] | E1002 : Pradeep Sati
Piping and Fittings | Nut |  | PF812 | Nut,Self-Clinching,OD-8.83/In-Thread 6 mm,MS,SE&H,Metric Thread | 7318 | 0 | NOS | 1.2 | 0 | RAW | 18 | 0 | YES | YES |  | NO |  | 11-DEC-2025 3:01:21PM | [26 empty] | E1002 : Pradeep Sati | 29-JAN-2026 10:50:04AM | H1155 : Raushan Kumar
Piping and Fittings | Bolt |  | PF813 | Bolt,Hex,16 X 65 Mm,MS,Metric Thread, | 7318 | 20 | NOS | 100 | 0 | RAW | 18 | 0 | YES | YES |  | NO |  | 23-DEC-2025 3:45:25PM | [26 empty] | E1002 : Pradeep Sati | 03-FEB-2026 4:11:00PM | H1155 : Raushan Kumar
Piping and Fittings | Bush Reducer |  | PF814 | Bush Reducer,1.5" X 1.25",Brass,PBI,0-10 Barg,100° C,Male-PT | 7412 | 0 | NOS | 0 | 0 | RAW | 18 | 0 | YES | YES |  | NO |  | 24-DEC-2025 1:46:48PM | [26 empty] | E1002 : Pradeep Sati
Piping and Fittings | Bush Reducer |  | PF815 | Bush Reducer,1.25" X 3/4",Brass,PBI,0-10 Barg,100° C,Male-PT | 7412 | 0 | NOS | 0 | 0 | RAW | 18 | 0 | YES | YES |  | NO |  | 24-DEC-2025 1:46:48PM | [26 empty] | E1002 : Pradeep Sati
Piping and Fittings | Pipe Reducer |  | PF816 | Pipe Reducer,1.5" X 1",MS,Forged,,100° C, | 7412 | 0 | NOS | 0 | 0 | RAW | 18 | 0 | YES | YES |  | NO |  | 20-JAN-2026 4:25:58PM | [26 empty] | E1002 : Pradeep Sati
Piping and Fittings | Pipe |  | PF817 | Pipe,1",SCH 10,SS-304,ERW,,0-20 Barg,(-45°C to 400°C) | 730690 | 0 | NOS | 1100 | 0 | RAW | 18 | 0 | YES | YES |  | NO |  | 27-JAN-2026 4:06:51PM | [26 empty] | E1002 : Pradeep Sati | 03-FEB-2026 4:11:00PM | H1155 : Raushan Kumar
Piping and Fittings | Pipe |  | PF818 | Pipe,1.5",SCH 10,SS-304,ERW,,0-20 Barg,(-45°C to 400°C) | 730690 | 0 | NOS | 0 | 0 | RAW | 18 | 0 | YES | YES |  | NO |  | 27-JAN-2026 4:06:51PM | [26 empty] | E1002 : Pradeep Sati
Piping and Fittings | Pipe |  | PF819 | Pipe,2",SCH 10,SS-304,ERW,,0-20 Barg,(-45°C to 400°C) | 730690 | 0 | NOS | 1410 | 0 | RAW | 18 | 0 | YES | YES |  | NO |  | 27-JAN-2026 4:06:51PM | [26 empty] | E1002 : Pradeep Sati | 03-FEB-2026 4:11:00PM | H1155 : Raushan Kumar
Piping and Fittings | Equal Elbow |  | PF82 | Equal Elbow,1/8",SS-304,Atam,0-10 Barg,100° C,Female-NPT | 848790 | 0 | NOS | 0 | 0 | RAW | 18 | 0 | YES | YES |  | NO |  | 10-APR-2025 11:09:59AM | [26 empty] | E1002 : Pradeep Sati
Piping and Fittings | Pipe |  | PF820 | Pipe,3",SCH 10,SS-304,ERW,,0-20 Barg,(-45°C to 400°C) | 730690 | 0 | NOS | 2150 | 0 | RAW | 18 | 0 | YES | YES |  | NO |  | 27-JAN-2026 4:06:51PM | [26 empty] | E1002 : Pradeep Sati | 03-FEB-2026 4:11:00PM | H1155 : Raushan Kumar
Piping and Fittings | Pipe |  | PF821 | Pipe,1",SCH 40,SS-304,ERW,,0-20 Barg,(-45°C to 400°C) | 730690 | 0 | NOS | 0 | 0 | RAW | 18 | 0 | YES | YES |  | NO |  | 27-JAN-2026 4:06:51PM | [26 empty] | E1002 : Pradeep Sati
Piping and Fittings | Pipe |  | PF822 | Pipe,1.5",SCH 40,SS-304,ERW,,0-20 Barg,(-45°C to 400°C) | 730690 | 0 | NOS | 0 | 0 | RAW | 18 | 0 | YES | YES |  | NO |  | 27-JAN-2026 4:06:51PM | [26 empty] | E1002 : Pradeep Sati
Piping and Fittings | Pipe |  | PF823 | Pipe,2",SCH 40,SS-304,ERW,,0-20 Barg,(-45°C to 400°C) | 730690 | 0 | NOS | 0 | 0 | RAW | 18 | 0 | YES | YES |  | NO |  | 27-JAN-2026 4:06:51PM | [26 empty] | E1002 : Pradeep Sati
Piping and Fittings | Pipe |  | PF824 | Pipe,3",SCH 40,SS-304,ERW,,0-20 Barg,(-45°C to 400°C) | 730690 | 0 | NOS | 3000 | 0 | RAW | 18 | 0 | YES | YES |  | NO |  | 27-JAN-2026 4:06:51PM | [26 empty] | E1002 : Pradeep Sati | 03-FEB-2026 4:11:00PM | H1155 : Raushan Kumar
Piping and Fittings | Bolt |  | PF825 | Bolt,Hex,14 X 60 mm,SS,Metric Thread, | 7318 | 0 | NOS | 100 | 0 | RAW | 18 | 0 | YES | YES |  | NO |  | 27-JAN-2026 4:06:51PM | [26 empty] | E1002 : Pradeep Sati | 03-FEB-2026 4:11:00PM | H1155 : Raushan Kumar
Piping and Fittings | Nut |  | PF826 | Nut,Hex,14 mm,SS-304,,Metric Thread | 7318 | 0 | NOS | 50 | 0 | RAW | 18 | 0 | YES | YES |  | NO |  | 27-JAN-2026 4:06:51PM | [26 empty] | E1002 : Pradeep Sati | 03-FEB-2026 4:09:04PM | H1155 : Raushan Kumar
Piping and Fittings | Bolt |  | PF827 | Bolt,Fatener,20 X 150 mm,GI,Metric Thread, | 7318 | 4 | NOS | 100 | 0 | RAW | 18 | 0 | YES | YES |  | NO |  | 27-JAN-2026 4:06:51PM | [26 empty] | E1002 : Pradeep Sati | 17-MAR-2026 9:41:30AM | H1155 : Raushan Kumar
Piping and Fittings | Push and Press |  | PF828 | Push and Press,Branch Female Tee,42 mm X 1.5",SS-304,Insta Pressfit | 7307 | 20 | NOS | 753.99 | 0 | RAW | 18 | 0 | YES | YES |  | NO |  | 13-FEB-2026 1:03:46PM | [26 empty] | E1002 : Pradeep Sati | 12-AUG-2026 2:01:40PM | H1155 : Raushan Kumar
Piping and Fittings | Push and Press |  | PF829 | Push and Press,Branch Female Tee,42 mm X 1/2",SS-304,Insta Pressfit | 7307 | 8 | NOS | 656 | 0 | RAW | 18 | 0 | YES | YES |  | NO |  | 13-FEB-2026 1:03:46PM | [26 empty] | E1002 : Pradeep Sati | 05-AUG-2026 11:26:44AM | H1155 : Raushan Kumar
Piping and Fittings | Equal Elbow |  | PF83 | Equal Elbow,3/8",SS-304,Atam,0-10 Barg,100° C,Female-NPT | 848790 | 0 | NOS | 0 | 0 | RAW | 18 | 0 | YES | YES |  | NO |  | 10-APR-2025 11:09:59AM | [26 empty] | E1002 : Pradeep Sati
Piping and Fittings | Push and Press |  | PF830 | Push and Press,Branch Female Tee,54 mm X 1/2",SS-304,Insta Pressfit | 7307 | 0 | NOS | 1800 | 0 | RAW | 18 | 0 | YES | YES |  | NO |  | 13-FEB-2026 1:03:46PM | [26 empty] | E1002 : Pradeep Sati | 05-AUG-2026 9:36:57AM | H1155 : Raushan Kumar
Piping and Fittings | Push and Press |  | PF831 | Push and Press,Branch Male Tee,42 mm X 1.5",SS-304,Insta Pressfit | 7307 | 3 | NOS | 774.9 | 0 | RAW | 18 | 0 | YES | YES |  | NO |  | 13-FEB-2026 1:03:46PM | [26 empty] | E1002 : Pradeep Sati | 01-AUG-2026 12:02:55PM | H1155 : Raushan Kumar
Piping and Fittings | Push and Press |  | PF832 | Push and Press,Branch Male Tee,54 mm X 2",SS-304,Insta Pressfit | 7307 | 8 | NOS | 3200 | 0 | RAW | 18 | 0 | YES | YES |  | NO |  | 13-FEB-2026 1:03:46PM | [26 empty] | E1002 : Pradeep Sati | 11-AUG-2026 12:48:03PM | H1155 : Raushan Kumar
Piping and Fittings | Push and Press |  | PF833 | Push and Press,Branch Male Tee,42 mm X 1/2",SS-304,Insta Pressfit | 7307 | 5 | NOS | 1800 | 0 | RAW | 18 | 0 | YES | YES |  | NO |  | 13-FEB-2026 1:03:46PM | [26 empty] | E1002 : Pradeep Sati | 05-AUG-2026 11:26:45AM | H1155 : Raushan Kumar
Piping and Fittings | Push and Press |  | PF834 | Push and Press,Branch Male Tee,42 mm X 1",SS-304,Insta Pressfit | 7307 | 11 | NOS | 774.9 | 0 | RAW | 18 | 0 | YES | YES |  | NO |  | 13-FEB-2026 1:03:46PM | [26 empty] | E1002 : Pradeep Sati | 05-AUG-2026 11:26:44AM | H1155 : Raushan Kumar
Piping and Fittings | Push and Press |  | PF835 | Push and Press,Branch Male Tee,54 mm X 1/2",SS-304,Insta Pressfit | 7307 | 3 | NOS | 1029.1 | 0 | RAW | 18 | 0 | YES | YES |  | NO |  | 13-FEB-2026 1:03:46PM | [26 empty] | E1002 : Pradeep Sati | 12-AUG-2026 4:55:50PM | H1155 : Raushan Kumar
Piping and Fittings | Push and Press |  | PF836 | Push and Press,90 D Elbow,42 mm,SS-304,Insta Pressfit | 7307 | 14 | NOS | 496.92 | 0 | RAW | 18 | 0 | YES | YES |  | NO |  | 13-FEB-2026 1:03:46PM | [26 empty] | E1002 : Pradeep Sati | 20-AUG-2026 9:47:38AM | H1155 : Raushan Kumar
Piping and Fittings | Push and Press |  | PF837 | Push and Press,90 D Elbow,54 mm,SS-304,Insta Pressfit | 7307 | 10 | NOS | 587.53 | 0 | RAW | 18 | 0 | YES | YES |  | NO |  | 13-FEB-2026 1:03:46PM | [26 empty] | E1002 : Pradeep Sati | 11-AUG-2026 9:44:39AM | H1155 : Raushan Kumar
Piping and Fittings | Push and Press |  | PF838 | Push and Press,Tee,42 mm,SS-304,Insta Pressfit | 7307 | 16 | NOS | 658.05 | 0 | RAW | 18 | 0 | YES | YES |  | NO |  | 13-FEB-2026 1:03:46PM | [26 empty] | E1002 : Pradeep Sati | 05-AUG-2026 11:26:45AM | H1155 : Raushan Kumar
Piping and Fittings | Push and Press |  | PF839 | Push and Press,Tee,54 mm,SS-304,Insta Pressfit | 7307 | 16 | NOS | 788.02 | 0 | RAW | 18 | 0 | YES | YES |  | NO |  | 13-FEB-2026 1:03:46PM | [26 empty] | E1002 : Pradeep Sati | 01-AUG-2026 12:02:55PM | H1155 : Raushan Kumar
Piping and Fittings | Equal Elbow |  | PF84 | Equal Elbow,3/4",SS-304,Atam,0-10 Barg,100° C,Female-NPT | 848790 | 0 | NOS | 0 | 0 | RAW | 18 | 0 | YES | YES |  | NO |  | 10-APR-2025 11:09:59AM | [26 empty] | E1002 : Pradeep Sati
Piping and Fittings | Push and Press |  | PF840 | Push and Press,Male Adapter,42 mm X 1.5",SS-304,Insta Pressfit | 7307 | 51 | NOS | 545.3 | 0 | RAW | 18 | 0 | YES | YES |  | NO |  | 13-FEB-2026 1:03:46PM | [26 empty] | E1002 : Pradeep Sati | 05-AUG-2026 11:26:45AM | H1155 : Raushan Kumar
Piping and Fittings | Push and Press |  | PF841 | Push and Press,Male Adapter,54 mm X 2",SS-304,Insta Pressfit | 7307 | 8 | NOS | 787.2 | 0 | RAW | 18 | 0 | YES | YES |  | NO |  | 13-FEB-2026 1:03:46PM | [26 empty] | E1002 : Pradeep Sati | 11-AUG-2026 11:37:05AM | H1155 : Raushan Kumar
Piping and Fittings | Push and Press |  | PF842 | Push and Press,Female Adapter,42 mm X 1.5",SS-304,Insta Pressfit | 7307 | 5 | NOS | 574 | 0 | RAW | 18 | 0 | YES | YES |  | NO |  | 13-FEB-2026 1:03:46PM | [26 empty] | E1002 : Pradeep Sati | 03-SEP-2026 12:53:58PM | H1155 : Raushan Kumar
Piping and Fittings | Push and Press |  | PF843 | Push and Press,Union,28 mm,SS-304,Insta Pressfit | 7307 | 0 | NOS | 482.16 | 0 | RAW | 18 | 0 | YES | YES |  | NO |  | 13-FEB-2026 1:03:46PM | [26 empty] | E1002 : Pradeep Sati | 09-SEP-2026 4:58:37PM | H1155 : Raushan Kumar
Piping and Fittings | Push and Press |  | PF844 | Push and Press,Union,42 mm,SS-304,Insta Pressfit | 7307 | 23 | NOS | 2394 | 0 | RAW | 18 | 0 | YES | YES |  | NO |  | 13-FEB-2026 1:03:46PM | [26 empty] | E1002 : Pradeep Sati | 05-AUG-2026 11:26:45AM | H1155 : Raushan Kumar
Piping and Fittings | Push and Press |  | PF845 | Push and Press,Union,54 mm,SS-304,Insta Pressfit | 7307 | 14 | NOS | 3633 | 0 | RAW | 18 | 0 | YES | YES |  | NO |  | 13-FEB-2026 1:03:46PM | [26 empty] | E1002 : Pradeep Sati | 11-AUG-2026 9:44:39AM | H1155 : Raushan Kumar
Piping and Fittings | Push and Press |  | PF846 | Push and Press,Reducer Socket,42 X 28 mm,SS-304,Insta Pressfit | 7307 | 18 | NOS | 315.7 | 0 | RAW | 18 | 0 | YES | YES |  | NO |  | 13-FEB-2026 1:03:46PM | [26 empty] | E1002 : Pradeep Sati | 03-SEP-2026 12:53:58PM | H1155 : Raushan Kumar
Piping and Fittings | Push and Press |  | PF847 | Push and Press,Reducer Socket,54 X 42 mm,SS-304,Insta Pressfit | 7307 | 1 | NOS | 960 | 0 | RAW | 18 | 0 | YES | YES |  | NO |  | 13-FEB-2026 1:03:46PM | [26 empty] | E1002 : Pradeep Sati | 30-JUL-2026 3:51:31PM | H1155 : Raushan Kumar
Piping and Fittings | Push and Press |  | PF848 | Push and Press,90 D Male Elbow,42 mm X 1.5",SS-304,Insta Pressfit | 7307 | 14 | NOS | 382.44 | 0 | RAW | 18 | 0 | YES | YES |  | NO |  | 13-FEB-2026 1:03:46PM | [26 empty] | E1002 : Pradeep Sati | 20-AUG-2026 9:47:38AM | H1155 : Raushan Kumar
Piping and Fittings | Pipe |  | PF849 | Pipe,1",1 mm,SS-304,ERW,Insta Pressfit,, | 730690 | 0 | NOS | 0 | 0 | RAW | 18 | 0 | YES | YES |  | NO |  | 13-FEB-2026 1:03:46PM | [26 empty] | E1002 : Pradeep Sati
Piping and Fittings | Equal Elbow |  | PF85 | Equal Elbow,1",SS-304,Atam,0-10 Barg,100° C,Female-NPT | 848790 | 0 | NOS | 0 | 0 | RAW | 18 | 0 | YES | YES |  | NO |  | 10-APR-2025 11:09:59AM | [26 empty] | E1002 : Pradeep Sati | 05-JUN-2025 5:03:12PM | E1002 : Pradeep Sati
Piping and Fittings | Pipe |  | PF850 | Pipe,1.5",1.2 mm,SS-304,ERW,Insta Pressfit,, | 730690 | 0 | NOS | 0 | 0 | RAW | 18 | 0 | YES | YES |  | NO |  | 13-FEB-2026 1:03:46PM | [26 empty] | E1002 : Pradeep Sati
Piping and Fittings | Pipe |  | PF851 | Pipe,2",1.2 mm,SS-304,ERW,Insta Pressfit,, | 730690 | 0 | NOS | 0 | 0 | RAW | 18 | 0 | YES | YES |  | NO |  | 13-FEB-2026 1:03:46PM | [26 empty] | E1002 : Pradeep Sati
Piping and Fittings | Flange |  | PF852 | Flange,Raised Face,2",MS,300 #,,0-25 Barg.,150° C | 730722 | 0 | NOS | 905 | 0 | RAW | 18 | 0 | YES | YES |  | NO |  | 13-FEB-2026 1:03:46PM | [26 empty] | E1002 : Pradeep Sati | 18-FEB-2026 11:39:56AM | H1155 : Raushan Kumar
Piping and Fittings | Pipe Nipple |  | PF853 | Pipe Nipple,1",MS,,0-25 Barg,150° C,Male-NPT | 7307 | 0 | NOS | 70 | 0 | RAW | 18 | 0 | YES | YES |  | NO |  | 13-FEB-2026 1:03:46PM | [26 empty] | E1002 : Pradeep Sati
Piping and Fittings | Pipe Reducer |  | PF854 | Pipe Reducer,2" X 1",MS,Forged,0-25 Barg,150° C, | 7412 | 0 | NOS | 481 | 0 | RAW | 18 | 0 | YES | YES |  | NO |  | 13-FEB-2026 1:03:46PM | [26 empty] | E1002 : Pradeep Sati | 18-FEB-2026 11:38:15AM | H1155 : Raushan Kumar
Piping and Fittings | Socket |  | PF855 | Socket,3/8",SS,,0-40 Barg,100° C,Female-BSP | 73072200 | 0 | NOS | 0 | 0 | RAW | 18 | 0 | YES | YES |  | NO |  | 19-FEB-2026 4:01:28PM | [26 empty] | E1002 : Pradeep Sati
Piping and Fittings | Hex Reducer |  | PF856 | Hex Reducer,1" X 3/4",SS,,0 to 40 Barg,100° C,Male-BSP | 7412 | 0 | NOS | 647 | 0 | RAW | 18 | 0 | YES | YES |  | NO |  | 19-FEB-2026 4:01:28PM | [26 empty] | E1002 : Pradeep Sati | 21-JUL-2026 10:57:30AM | H1155 : Raushan Kumar
Piping and Fittings | Pipe Reducer |  | PF857 | Pipe Reducer,3" X 1",SS,Forged,,100° C, | 7307 | 0 | NOS | 380 | 0 | RAW | 18 | 0 | YES | YES |  | NO |  | 06-MAR-2026 4:53:29PM | [26 empty] | E1002 : Pradeep Sati | 10-MAR-2026 2:02:11PM | H1155 : Raushan Kumar
Piping and Fittings | Push and Press |  | PF858 | Push and Press,Equal Tee,Ø 42,SS-316,inoxPRES Uniko-182042000U | 7307 | 16 | NOS | 1576.8 | 0 | RAW | 18 | 0 | YES | YES |  | NO |  | 10-MAR-2026 2:13:36PM | [26 empty] | E1002 : Pradeep Sati | 30-JUL-2026 9:38:57AM | H1155 : Raushan Kumar
Piping and Fittings | Push and Press |  | PF859 | Push and Press,Union Male,1"1/2 X Ø 42 S/B,SS-316,inoxPRES Uniko-184042002IU | 7307 | 0 | NOS | 2612.52 | 0 | RAW | 18 | 0 | YES | YES |  | NO |  | 10-MAR-2026 2:13:36PM | [26 empty] | E1002 : Pradeep Sati | 30-MAR-2026 2:53:35PM | H1155 : Raushan Kumar
Piping and Fittings | Equal Elbow |  | PF86 | Equal Elbow,1.25",SS-304,Atam,0-10 Barg,100° C,Female-NPT | 848790 | 0 | NOS | 0 | 0 | RAW | 18 | 0 | YES | YES |  | NO |  | 10-APR-2025 11:09:59AM | [26 empty] | E1002 : Pradeep Sati
Piping and Fittings | Push and Press |  | PF860 | Push and Press,Pipe,Ø 28x1.2 N/anne (M),SS-316,inoxPRES Pipe-116028200 | 7307 | 0 | NOS | 774.9 | 0 | RAW | 18 | 0 | YES | YES |  | NO |  | 10-MAR-2026 2:13:36PM | [26 empty] | E1002 : Pradeep Sati | 30-MAR-2026 2:53:35PM | H1155 : Raushan Kumar
Piping and Fittings | Push and Press |  | PF861 | Push and Press,Pipe,Ø 42x1.5 N/anne (M),SS-316,inoxPRES Pipe-116042200 | 7307 | 0 | NOS | 1485 | 0 | RAW | 18 | 0 | YES | YES |  | NO |  | 10-MAR-2026 2:13:36PM | [26 empty] | E1002 : Pradeep Sati | 30-MAR-2026 2:53:35PM | H1155 : Raushan Kumar
Piping and Fittings | Pipe |  | PF862 | Pipe,2.5",SCH 10,MS,ERW,,0-20 Barg,(-45°C to 400°C) | 730690 | 0 | NOS | 0 | 0 | RAW | 18 | 0 | YES | YES |  | NO |  | 10-MAR-2026 2:13:36PM | [26 empty] | E1002 : Pradeep Sati
Piping and Fittings | Pipe |  | PF863 | Pipe,2.5",SCH 40,MS,ERW,,0-20 Barg,(-45°C to 400°C) | 730690 | 0 | NOS | 0 | 0 | RAW | 18 | 0 | YES | YES |  | NO |  | 10-MAR-2026 2:13:36PM | [26 empty] | E1002 : Pradeep Sati
Piping and Fittings | Push and Press |  | PF864 | Push and Press,Branch Female Tee,15 mm X 1/2",SS-304,Insta Pressfit | 7307 | 14 | NOS | 586 | 0 | RAW | 18 | 0 | YES | YES |  | NO |  | 19-MAR-2026 5:40:23PM | [26 empty] | E1002 : Pradeep Sati | 06-AUG-2026 2:39:45PM | H1155 : Raushan Kumar
Piping and Fittings | Push and Press |  | PF865 | Push and Press,Branch Female Tee,22 mm X 1/2",SS-304,Insta Pressfit | 7307 | 15 | NOS | 650 | 0 | RAW | 18 | 0 | YES | YES |  | NO |  | 19-MAR-2026 5:40:23PM | [26 empty] | E1002 : Pradeep Sati | 09-APR-2026 2:49:41PM | E1002 : Pradeep Sati
Piping and Fittings | Push and Press |  | PF866 | Push and Press,Branch Female Tee,28 mm X 1",SS-304,Insta Pressfit | 7307 | 0 | NOS | 393.6 | 0 | RAW | 18 | 0 | YES | YES |  | NO |  | 19-MAR-2026 5:40:23PM | [26 empty] | E1002 : Pradeep Sati | 31-AUG-2026 12:59:26PM | H1155 : Raushan Kumar
Piping and Fittings | Push and Press |  | PF867 | Push and Press,Branch Female Tee,28 mm X 1/2",SS-304,Insta Pressfit | 7307 | 0 | NOS | 393.6 | 0 | RAW | 18 | 0 | YES | YES |  | NO |  | 19-MAR-2026 5:40:23PM | [26 empty] | E1002 : Pradeep Sati | 01-SEP-2026 3:46:00PM | H1155 : Raushan Kumar
Piping and Fittings | Push and Press |  | PF868 | Push and Press,Branch Female Tee,22 mm X 3/4",SS-304,Insta Pressfit | 7307 | 5 | NOS | 670 | 0 | RAW | 18 | 0 | YES | YES |  | NO |  | 19-MAR-2026 5:40:23PM | [26 empty] | E1002 : Pradeep Sati | 09-APR-2026 2:49:41PM | E1002 : Pradeep Sati
Piping and Fittings | Push and Press |  | PF869 | Push and Press,Branch Female Tee,54 mm X 2",SS-304,Insta Pressfit | 7307 | 8 | NOS | 2444 | 0 | RAW | 18 | 0 | YES | YES |  | NO |  | 19-MAR-2026 5:40:23PM | [26 empty] | E1002 : Pradeep Sati | 12-AUG-2026 9:34:39AM | H1155 : Raushan Kumar
Piping and Fittings | Equal Elbow |  | PF87 | Equal Elbow,1.5",SS-304,Atam,0-10 Barg,100° C,Female-NPT | 848790 | 11 | NOS | 302.4 | 0 | RAW | 18 | 0 | YES | YES |  | NO |  | 10-APR-2025 11:09:59AM | [26 empty] | E1002 : Pradeep Sati | 12-AUG-2026 11:57:43AM | H1155 : Raushan Kumar
Piping and Fittings | Push and Press |  | PF870 | Push and Press,Branch Male Tee,28 mm X 1",SS-304,Insta Pressfit | 7307 | 0 | NOS | 328 | 0 | RAW | 18 | 0 | YES | YES |  | NO |  | 19-MAR-2026 5:40:23PM | [26 empty] | E1002 : Pradeep Sati | 09-SEP-2026 4:58:37PM | H1155 : Raushan Kumar
Piping and Fittings | Push and Press |  | PF871 | Push and Press,Branch Male Tee,28 mm X 1/2",SS-304,Insta Pressfit | 7307 | 0 | NOS | 300.12 | 0 | RAW | 18 | 0 | YES | YES |  | NO |  | 19-MAR-2026 5:40:23PM | [26 empty] | E1002 : Pradeep Sati | 07-SEP-2026 3:37:09PM | H1155 : Raushan Kumar
Piping and Fittings | Push and Press |  | PF872 | Push and Press,Branch Male Tee,22 mm X 3/4",SS-304,Insta Pressfit | 7307 | 10 | NOS | 681 | 0 | RAW | 18 | 0 | YES | YES |  | NO |  | 19-MAR-2026 5:40:23PM | [26 empty] | E1002 : Pradeep Sati | 09-APR-2026 2:49:41PM | E1002 : Pradeep Sati
Piping and Fittings | Push and Press |  | PF873 | Push and Press,Branch Male Tee,22 mm X 1/2",SS-304,Insta Pressfit | 7307 | 10 | NOS | 639 | 0 | RAW | 18 | 0 | YES | YES |  | NO |  | 19-MAR-2026 5:40:23PM | [26 empty] | E1002 : Pradeep Sati | 09-APR-2026 2:49:41PM | E1002 : Pradeep Sati
Piping and Fittings | Push and Press |  | PF874 | Push and Press,Branch Male Tee,15 mm X 1/2",SS-304,Insta Pressfit | 7307 | 11 | NOS | 570 | 0 | RAW | 18 | 0 | YES | YES |  | NO |  | 19-MAR-2026 5:40:23PM | [26 empty] | E1002 : Pradeep Sati | 06-AUG-2026 2:39:45PM | H1155 : Raushan Kumar
Piping and Fittings | Push and Press |  | PF875 | Push and Press,90 D Elbow,15 mm,SS-304,Insta Pressfit | 7307 | 30 | NOS | 156 | 0 | RAW | 18 | 0 | YES | YES |  | NO |  | 19-MAR-2026 5:40:23PM | [26 empty] | E1002 : Pradeep Sati | 06-AUG-2026 2:39:45PM | H1155 : Raushan Kumar
Piping and Fittings | Push and Press |  | PF876 | Push and Press,90 D Elbow,22 mm,SS-304,Insta Pressfit | 7307 | 20 | NOS | 288 | 0 | RAW | 18 | 0 | YES | YES |  | NO |  | 19-MAR-2026 5:40:23PM | [26 empty] | E1002 : Pradeep Sati | 09-APR-2026 2:49:40PM | E1002 : Pradeep Sati
Piping and Fittings | Push and Press |  | PF877 | Push and Press,90 D Elbow,28 mm,SS-304,Insta Pressfit | 7307 | 0 | NOS | 159.08 | 0 | RAW | 18 | 0 | YES | YES |  | NO |  | 19-MAR-2026 5:40:23PM | [26 empty] | E1002 : Pradeep Sati | 31-AUG-2026 12:59:26PM | H1155 : Raushan Kumar
Piping and Fittings | Push and Press |  | PF878 | Push and Press,Tee,15 mm,SS-304,Insta Pressfit | 7307 | 7 | NOS | 314 | 0 | RAW | 18 | 0 | YES | YES |  | NO |  | 19-MAR-2026 5:40:23PM | [26 empty] | E1002 : Pradeep Sati | 06-AUG-2026 2:39:45PM | H1155 : Raushan Kumar
Piping and Fittings | Push and Press |  | PF879 | Push and Press,Tee,22 mm,SS-304,Insta Pressfit | 7307 | 10 | NOS | 479 | 0 | RAW | 18 | 0 | YES | YES |  | NO |  | 19-MAR-2026 5:40:23PM | [26 empty] | E1002 : Pradeep Sati | 09-APR-2026 2:49:41PM | E1002 : Pradeep Sati
Piping and Fittings | Equal Elbow |  | PF88 | Equal Elbow,2",SS-304,Atam,0-10 Barg,100° C,Female-NPT | 848790 | 13 | NOS | 434.7 | 0 | RAW | 18 | 0 | YES | YES |  | NO |  | 10-APR-2025 11:09:59AM | [26 empty] | E1002 : Pradeep Sati | 20-AUG-2026 2:51:29PM | H1155 : Raushan Kumar
Piping and Fittings | Push and Press |  | PF880 | Push and Press,Tee,28 mm,SS-304,Insta Pressfit | 7307 | 2 | NOS | 221.4 | 0 | RAW | 18 | 0 | YES | YES |  | NO |  | 19-MAR-2026 5:40:23PM | [26 empty] | E1002 : Pradeep Sati | 09-SEP-2026 4:58:37PM | H1155 : Raushan Kumar
Piping and Fittings | Push and Press |  | PF881 | Push and Press,Male Adapter,15 mm X 1/2",SS-304,Insta Pressfit | 7307 | 19 | NOS | 164 | 0 | RAW | 18 | 0 | YES | YES |  | NO |  | 19-MAR-2026 5:40:23PM | [26 empty] | E1002 : Pradeep Sati | 06-AUG-2026 2:39:45PM | H1155 : Raushan Kumar
Piping and Fittings | Push and Press |  | PF882 | Push and Press,Male Adapter,22 mm X 3/4",SS-304,Insta Pressfit | 7307 | 20 | NOS | 477 | 0 | RAW | 18 | 0 | YES | YES |  | NO |  | 19-MAR-2026 5:40:23PM | [26 empty] | E1002 : Pradeep Sati | 09-APR-2026 2:49:41PM | E1002 : Pradeep Sati
Piping and Fittings | Push and Press |  | PF883 | Push and Press,Male Adapter,28 mm X 1",SS-304,Insta Pressfit | 7307 | 0 | NOS | 263.63 | 0 | RAW | 18 | 0 | YES | YES |  | NO |  | 19-MAR-2026 5:40:23PM | [26 empty] | E1002 : Pradeep Sati | 01-SEP-2026 3:46:00PM | H1155 : Raushan Kumar
Piping and Fittings | Push and Press |  | PF884 | Push and Press,Female Adapter,15 mm X 1/2",SS-304,Insta Pressfit | 7307 | 9 | NOS | 164 | 0 | RAW | 18 | 0 | YES | YES |  | NO |  | 19-MAR-2026 5:40:23PM | [26 empty] | E1002 : Pradeep Sati | 13-AUG-2026 4:05:51PM | H1155 : Raushan Kumar
Piping and Fittings | Push and Press |  | PF885 | Push and Press,Female Adapter,22 mm X 3/4",SS-304,Insta Pressfit | 7307 | 5 | NOS | 473 | 0 | RAW | 18 | 0 | YES | YES |  | NO |  | 19-MAR-2026 5:40:23PM | [26 empty] | E1002 : Pradeep Sati | 09-APR-2026 2:49:41PM | E1002 : Pradeep Sati
Piping and Fittings | Push and Press |  | PF886 | Push and Press,Female Adapter,54 mm X 2",SS-304,Insta Pressfit | 7307 | 15 | NOS | 758.5 | 0 | RAW | 18 | 0 | YES | YES |  | NO |  | 19-MAR-2026 5:40:23PM | [26 empty] | E1002 : Pradeep Sati | 03-AUG-2026 2:46:51PM | H1155 : Raushan Kumar
Piping and Fittings | Push and Press |  | PF887 | Push and Press,Union,15 mm,SS-304,Insta Pressfit | 7307 | 20 | NOS | 488 | 0 | RAW | 18 | 0 | YES | YES |  | NO |  | 19-MAR-2026 5:40:23PM | [26 empty] | E1002 : Pradeep Sati | 09-SEP-2026 4:58:37PM | H1155 : Raushan Kumar
Piping and Fittings | Push and Press |  | PF888 | Push and Press,Union,22 mm,SS-304,Insta Pressfit | 7307 | 30 | NOS | 851 | 0 | RAW | 18 | 0 | YES | YES |  | NO |  | 19-MAR-2026 5:40:23PM | [26 empty] | E1002 : Pradeep Sati | 09-APR-2026 2:49:40PM | E1002 : Pradeep Sati
Piping and Fittings | Push and Press |  | PF889 | Push and Press,Reducer Socket,28 X 22 mm,SS-304,Insta Pressfit | 7307 | 5 | NOS | 270 | 0 | RAW | 18 | 0 | YES | YES |  | NO |  | 19-MAR-2026 5:40:23PM | [26 empty] | E1002 : Pradeep Sati | 09-APR-2026 2:49:41PM | E1002 : Pradeep Sati
Piping and Fittings | Equal Elbow |  | PF89 | Equal Elbow,2.5",SS-304,Atam,0-10 Barg,100° C,Female-NPT | 848790 | 0 | NOS | 0 | 0 | RAW | 18 | 0 | YES | YES |  | NO |  | 10-APR-2025 11:09:59AM | [26 empty] | E1002 : Pradeep Sati
Piping and Fittings | Push and Press |  | PF890 | Push and Press,90 D Male Elbow,15 mm X 1/2",SS-304,Insta Pressfit | 7307 | 16 | NOS | 468 | 0 | RAW | 18 | 0 | YES | YES |  | NO |  | 19-MAR-2026 5:40:23PM | [26 empty] | E1002 : Pradeep Sati | 06-AUG-2026 2:39:45PM | H1155 : Raushan Kumar
Piping and Fittings | Push and Press |  | PF891 | Push and Press,90 D Male Elbow,22 mm X 3/4",SS-304,Insta Pressfit | 7307 | 10 | NOS | 519 | 0 | RAW | 18 | 0 | YES | YES |  | NO |  | 19-MAR-2026 5:40:23PM | [26 empty] | E1002 : Pradeep Sati | 09-APR-2026 2:49:41PM | E1002 : Pradeep Sati
Piping and Fittings | Push and Press |  | PF892 | Push and Press,90 D Male Elbow,28 mm X 1",SS-304,Insta Pressfit | 7307 | 0 | NOS | 300.12 | 0 | RAW | 18 | 0 | YES | YES |  | NO |  | 19-MAR-2026 5:40:23PM | [26 empty] | E1002 : Pradeep Sati | 07-SEP-2026 3:37:09PM | H1155 : Raushan Kumar
Piping and Fittings | Push and Press |  | PF893 | Push and Press,Pipe,15 mm,SS-304,Insta Pressfit | 7306 | 30 | NOS | 341 | 0 | RAW | 18 | 0 | YES | YES |  | NO |  | 19-MAR-2026 5:40:23PM | [26 empty] | E1002 : Pradeep Sati | 06-AUG-2026 2:39:45PM | H1155 : Raushan Kumar
Piping and Fittings | Push and Press |  | PF894 | Push and Press,Pipe,22 mm,SS-304,Insta Pressfit | 7306 | 24 | NOS | 560 | 0 | RAW | 18 | 0 | YES | YES |  | NO |  | 19-MAR-2026 5:40:23PM | [26 empty] | E1002 : Pradeep Sati | 09-APR-2026 2:49:40PM | E1002 : Pradeep Sati
Piping and Fittings | Push and Press |  | PF895 | Push and Press,Pipe,28 mm,SS-304,Insta Pressfit | 7306 | 24 | NOS | 300.12 | 0 | RAW | 18 | 0 | YES | YES |  | NO |  | 19-MAR-2026 5:40:23PM | [26 empty] | E1002 : Pradeep Sati | 09-SEP-2026 4:58:37PM | H1155 : Raushan Kumar
Piping and Fittings | Push and Press |  | PF896 | Push and Press,Pipe,42 mm,SS-304,Insta Pressfit | 7306 | 36 | NOS | 539.56 | 0 | RAW | 18 | 0 | YES | YES |  | NO |  | 19-MAR-2026 5:40:23PM | [26 empty] | E1002 : Pradeep Sati | 01-AUG-2026 2:48:42PM | H1155 : Raushan Kumar
Piping and Fittings | Push and Press |  | PF897 | Push and Press,Pipe,54 mm,SS-304,Insta Pressfit | 7306 | 9 | NOS | 617.05 | 0 | RAW | 18 | 0 | YES | YES |  | NO |  | 19-MAR-2026 5:40:23PM | [26 empty] | E1002 : Pradeep Sati | 01-AUG-2026 2:48:42PM | H1155 : Raushan Kumar
Piping and Fittings | Dead Plug |  | PF898 | Dead Plug,1",SS Alloy,,500 PSI,200° C,Screwed-M | 391739 | 0 | NOS | 0 | 0 | RAW | 18 | 0 | YES | YES |  | NO |  | 03-APR-2026 4:32:34PM | [26 empty] | E1002 : Pradeep Sati
Piping and Fittings | Hex Nipple |  | PF899 | Hex Nipple,1",SS,Sunder,0-10 Barg,100° C,Male-BSP | 7307 | 0 | NOS | 208 | 0 | RAW | 18 | 0 | YES | YES |  | NO |  | 07-APR-2026 11:16:56AM | [26 empty] | E1002 : Pradeep Sati | 08-APR-2026 4:40:57PM | H1155 : Raushan Kumar
Piping and Fittings | Hex Nipple |  | PF9 | Hex Nipple,2.5",Brass,PBI,0-10 Barg,100° C,Male-PT | 7307 | 63 | NOS | 1 | 0 | RAW | 18 | 0 | YES | YES |  | NO |  | 10-APR-2025 11:09:58AM | [26 empty] | E1002 : Pradeep Sati | 05-JUN-2026 2:52:09PM | H1155 : Raushan Kumar
Piping and Fittings | Equal Elbow |  | PF90 | Equal Elbow,3",SS-304,Atam,0-10 Barg,100° C,Female-NPT | 848790 | 0 | NOS | 0 | 0 | RAW | 18 | 0 | YES | YES |  | NO |  | 10-APR-2025 11:09:59AM | [26 empty] | E1002 : Pradeep Sati
Piping and Fittings | Hex Reducer |  | PF900 | Hex Reducer,1/2" X 1/8",SS,Sunder,0 to 20 Barg,100° C,Male-BSP | 7412 | 0 | NOS | 208 | 0 | RAW | 18 | 0 | YES | YES |  | NO |  | 07-APR-2026 11:16:56AM | [26 empty] | E1002 : Pradeep Sati | 08-APR-2026 4:40:57PM | H1155 : Raushan Kumar
Piping and Fittings | Hex Reducer |  | PF901 | Hex Reducer,1/2" X 1/4",SS,Sunder,0 to 20 Barg,100° C,Male-BSP | 7412 | 0 | NOS | 208 | 0 | RAW | 18 | 0 | YES | YES |  | NO |  | 07-APR-2026 11:16:56AM | [26 empty] | E1002 : Pradeep Sati | 08-APR-2026 4:40:57PM | H1155 : Raushan Kumar
Piping and Fittings | Hex Reducer |  | PF902 | Hex Reducer,1/2" X 1/4",SS,High Pressure,0 to 100 Barg,100° C,Male-BSP | 7412 | 0 | NOS | 240 | 0 | RAW | 18 | 0 | YES | YES |  | NO |  | 09-APR-2026 2:49:49PM | [26 empty] | E1002 : Pradeep Sati | 01-MAY-2026 11:32:57AM | H1155 : Raushan Kumar
Piping and Fittings | Hose |  | PF903 | Hose,1/4",Crimped,Synthetic Rubber,Parker-R161SN (DIN 20022, 1SN / EN853),Female-PT,1250 to 3250 PSI | 391739 | 0 | NOS | 300 | 0 | RAW | 18 | 0 | YES | YES |  | NO |  | 14-APR-2026 2:00:46PM | [26 empty] | E1002 : Pradeep Sati | 14-APR-2026 5:01:12PM | H1155 : Raushan Kumar
Piping and Fittings | Flange |  | PF904 | Flange,Raised Face,1.5",MS,300#,,51 Barg,150° C | 730722 | 0 | NOS | 704 | 0 | RAW | 18 | 0 | YES | YES |  | NO |  | 07-MAY-2026 5:29:24PM | [26 empty] | E1002 : Pradeep Sati | 11-MAY-2026 10:31:18AM | H1155 : Raushan Kumar
Piping and Fittings | Pipe Nipple |  | PF905 | Pipe Nipple,1.5",MS-300#,,51 Barg,150° C,Male-NPT | 7307 | 0 | NOS | 123 | 0 | RAW | 18 | 0 | YES | YES |  | NO |  | 07-MAY-2026 5:29:24PM | [26 empty] | E1002 : Pradeep Sati | 12-JUN-2026 10:29:05AM | H1155 : Raushan Kumar
Piping and Fittings | Gasket |  | PF906 | Gasket,With SS Plate,1.5",5 mm,FG- Filler Graphite-300#,Atam | 68129990 | 0 | NOS | 64 | 0 | RAW | 18 | 0 | YES | YES |  | NO |  | 07-MAY-2026 5:29:24PM | [26 empty] | E1002 : Pradeep Sati | 13-MAY-2026 2:06:18PM | H1155 : Raushan Kumar
Piping and Fittings | Hex Nipple |  | PF907 | Hex Nipple,15 mm,SS,Instapressfit,0-10 Barg,100° C,Male-NPT | 7307 | 28 | NOS | 149.65 | 0 | RAW | 18 | 0 | YES | YES |  | NO |  | 18-MAY-2026 12:59:40PM | [26 empty] | E1002 : Pradeep Sati | 13-AUG-2026 2:47:14PM | H1155 : Raushan Kumar
Piping and Fittings | Hex Nipple |  | PF908 | Hex Nipple,22 mm,SS,Instapressfit,0-10 Barg,100° C,Male-NPT | 7307 | 30 | NOS | 215.25 | 0 | RAW | 18 | 0 | YES | YES |  | NO |  | 18-MAY-2026 12:59:40PM | [26 empty] | E1002 : Pradeep Sati
Piping and Fittings | Hex Nipple |  | PF909 | Hex Nipple,28 mm,SS,Instapressfit,0-10 Barg,100° C,Male-NPT | 7307 | 4 | NOS | 278.8 | 0 | RAW | 18 | 0 | YES | YES |  | NO |  | 18-MAY-2026 12:59:40PM | [26 empty] | E1002 : Pradeep Sati | 09-SEP-2026 4:58:37PM | H1155 : Raushan Kumar
Piping and Fittings | Equal Elbow |  | PF91 | Equal Elbow,1/4",SS-316,Atam,0-10 Barg,100° C,Female-NPT | 848790 | 0 | NOS | 0 | 0 | RAW | 18 | 0 | YES | YES |  | NO |  | 10-APR-2025 11:09:59AM | [26 empty] | E1002 : Pradeep Sati
Piping and Fittings | Hex Nipple |  | PF910 | Hex Nipple,42 mm,SS,Instapressfit,0-10 Barg,100° C,Male-NPT | 7307 | 94 | NOS | 688.8 | 0 | RAW | 18 | 0 | YES | YES |  | NO |  | 18-MAY-2026 12:59:40PM | [26 empty] | E1002 : Pradeep Sati | 03-SEP-2026 12:53:58PM | H1155 : Raushan Kumar
Piping and Fittings | Hex Nipple |  | PF911 | Hex Nipple,54 mm,SS,Instapressfit,0-10 Barg,100° C,Male-NPT | 7307 | 41 | NOS | 918.4 | 0 | RAW | 18 | 0 | YES | YES |  | NO |  | 18-MAY-2026 12:59:40PM | [26 empty] | E1002 : Pradeep Sati | 03-SEP-2026 12:53:58PM | H1155 : Raushan Kumar
Piping and Fittings | Push and Press |  | PF912 | Push and Press,Valve Connector,15 mm X 1/2",SS-304,Insta Pressfit | 7307 | 20 | NOS | 207.87 | 0 | RAW | 18 | 0 | YES | YES |  | NO |  | 18-MAY-2026 12:59:40PM | [26 empty] | E1002 : Pradeep Sati | 13-AUG-2026 2:47:14PM | H1155 : Raushan Kumar
Piping and Fittings | Push and Press |  | PF913 | Push and Press,Valve Connector,22 mm X 3/4",SS-304,Insta Pressfit | 7307 | 30 | NOS | 246 | 0 | RAW | 18 | 0 | YES | YES |  | NO |  | 18-MAY-2026 12:59:41PM | [26 empty] | E1002 : Pradeep Sati
Piping and Fittings | Push and Press |  | PF914 | Push and Press,Valve Connector,28 mm X 1",SS-304,Insta Pressfit | 7307 | 0 | NOS | 364.9 | 0 | RAW | 18 | 0 | YES | YES |  | NO |  | 18-MAY-2026 12:59:41PM | [26 empty] | E1002 : Pradeep Sati | 07-SEP-2026 3:37:09PM | H1155 : Raushan Kumar
Piping and Fittings | Push and Press |  | PF915 | Push and Press,Valve Connector,42 mm X 1.5",SS-304,Insta Pressfit | 7307 | 49 | NOS | 603.93 | 0 | RAW | 18 | 0 | YES | YES |  | NO |  | 18-MAY-2026 12:59:41PM | [26 empty] | E1002 : Pradeep Sati | 05-AUG-2026 11:26:45AM | H1155 : Raushan Kumar
Piping and Fittings | Push and Press |  | PF916 | Push and Press,Valve Connector,54 mm X 2",SS-304,Insta Pressfit | 7307 | 35 | NOS | 870.84 | 0 | RAW | 18 | 0 | YES | YES |  | NO |  | 18-MAY-2026 12:59:41PM | [26 empty] | E1002 : Pradeep Sati | 03-SEP-2026 12:53:58PM | H1155 : Raushan Kumar
Piping and Fittings | Pipe |  | PF917 | Pipe,ID-210 mm,T-8.20 mm,Aluminium,Seamless,Sant Aluminium,0-10 Barg,(Upto 80°C) | 7604 | 4 | NOS | 12130.5 | 0 | RAW | 18 | 0 | YES | YES |  | NO |  | 15-JUN-2026 11:41:42AM | [26 empty] | E1002 : Pradeep Sati
Piping and Fittings | Push and Press |  | PF918 | Push and Press,Tee,3",SS-304,Insta Pressfit | 7307 | 4 | NOS | 3649 | 0 | RAW | 18 | 0 | YES | YES |  | NO |  | 21-JUN-2026 9:36:28AM | [26 empty] | E1002 : Pradeep Sati | 18-JUL-2026 2:40:01PM | H1155 : Raushan Kumar
Piping and Fittings | Push and Press |  | PF919 | Push and Press,Pipe,3",SS-304,Insta Pressfit | 7306 | 6 | NOS | 1886 | 0 | RAW | 18 | 0 | YES | YES |  | NO |  | 21-JUN-2026 9:36:28AM | [26 empty] | E1002 : Pradeep Sati | 21-JUL-2026 2:00:59PM | H1155 : Raushan Kumar
Piping and Fittings | Equal Elbow |  | PF92 | Equal Elbow,1/8",SS-316,Atam,0-10 Barg,100° C,Female-NPT | 848790 | 0 | NOS | 0 | 0 | RAW | 18 | 0 | YES | YES |  | NO |  | 10-APR-2025 11:09:59AM | [26 empty] | E1002 : Pradeep Sati
Piping and Fittings | Push and Press |  | PF920 | Push and Press,Female Adapter,3",SS-304,Insta Pressfit | 7307 | 0 | NOS | 0 | 0 | RAW | 18 | 0 | YES | YES |  | NO |  | 21-JUN-2026 9:36:28AM | [26 empty] | E1002 : Pradeep Sati
Piping and Fittings | Push and Press |  | PF921 | Push and Press,90 D Elbow,3",SS-304,Insta Pressfit | 7307 | 9 | NOS | 3649 | 0 | RAW | 18 | 0 | YES | YES |  | NO |  | 21-JUN-2026 9:36:28AM | [26 empty] | E1002 : Pradeep Sati | 30-JUL-2026 3:40:13PM | H1155 : Raushan Kumar
Piping and Fittings | Push and Press |  | PF922 | Push and Press,Reducer Socket,3" X 1.5",SS-304,Insta Pressfit | 7307 | 0 | NOS | 2665 | 0 | RAW | 18 | 0 | YES | YES |  | NO |  | 21-JUN-2026 9:36:28AM | [26 empty] | E1002 : Pradeep Sati | 18-JUL-2026 2:40:01PM | H1155 : Raushan Kumar
Piping and Fittings | Push and Press |  | PF923 | Push and Press,Reducer Socket,54 mm X 28 mm,SS-304,Insta Pressfit | 7307 | 0 | NOS | 393.6 | 0 | RAW | 18 | 0 | YES | YES |  | NO |  | 21-JUN-2026 9:36:28AM | [26 empty] | E1002 : Pradeep Sati | 02-JUL-2026 10:07:16AM | H1155 : Raushan Kumar
Piping and Fittings | Push and Press |  | PF924 | Push and Press,Valve Connector,3",SS-304,Insta Pressfit | 7307 | 0 | NOS | 0 | 0 | RAW | 18 | 0 | YES | YES |  | NO |  | 21-JUN-2026 9:36:28AM | [26 empty] | E1002 : Pradeep Sati
Piping and Fittings | Socket |  | PF925 | Socket,1/2",SS-304,SS Equipment,0-10 Barg,100° C,Female-NPT | 7307 | 0 | NOS | 275 | 0 | RAW | 18 | 0 | YES | YES |  | NO |  | 09-JUL-2026 1:21:28PM | [26 empty] | E1002 : Pradeep Sati | 18-JUL-2026 2:23:03PM | H1155 : Raushan Kumar
Piping and Fittings | Socket |  | PF926 | Socket,3/4",SS-304,SS Equipment,0-10 Barg,100° C,Female-NPT | 7307 | 0 | NOS | 395 | 0 | RAW | 18 | 0 | YES | YES |  | NO |  | 09-JUL-2026 1:21:28PM | [26 empty] | E1002 : Pradeep Sati | 18-JUL-2026 2:23:03PM | H1155 : Raushan Kumar
Piping and Fittings | Socket |  | PF927 | Socket,1",SS-304,SS Equipment,0-10 Barg,100° C,Female-NPT | 7307 | 0 | NOS | 595 | 0 | RAW | 18 | 0 | YES | YES |  | NO |  | 09-JUL-2026 1:21:28PM | [26 empty] | E1002 : Pradeep Sati | 18-JUL-2026 2:23:03PM | H1155 : Raushan Kumar
Piping and Fittings | Push and Press |  | PF928 | Push and Press, 90° Female Elbow, 42 mm × 1.5", SS-304, Insta Pressfit | 7307 | 4 | NOS | 750.3 | 0 | RAW | 18 | 0 | YES | YES |  | NO |  | 31-JUL-2026 12:16:01PM | [26 empty] | E1002 : Pradeep Sati | 12-AUG-2026 2:01:40PM | H1155 : Raushan Kumar
Piping and Fittings | Push and Press |  | PF929 | Hex Reducer, 1" × 1.5", SS, 0–10 Barg, 100°C, Male-NPT, Insta Pressfit | 7307 | 8 | NOS | 688.8 | 0 | RAW | 18 | 0 | YES | YES |  | NO |  | 31-JUL-2026 12:16:01PM | [26 empty] | E1002 : Pradeep Sati
Piping and Fittings | Equal Elbow |  | PF93 | Equal Elbow,3/8",SS-316,Atam,0-10 Barg,100° C,Female-NPT | 848790 | 0 | NOS | 0 | 0 | RAW | 18 | 0 | YES | YES |  | NO |  | 10-APR-2025 11:09:59AM | [26 empty] | E1002 : Pradeep Sati
Piping and Fittings | Push and Press |  | PF930 | Push and Press, Tee, 76 mm × 1/2", SS-304, Insta Pressfit | 7307 | 8 | NOS | 2747 | 0 | RAW | 18 | 0 | YES | YES |  | NO |  | 31-JUL-2026 12:16:01PM | [26 empty] | E1002 : Pradeep Sati | 03-SEP-2026 9:55:33AM | H1155 : Raushan Kumar
Piping and Fittings | Push and Press |  | PF931 | Push and Press, Male Adapter, 76 mm × 2.5", SS-304, Insta Pressfit | 7307 | 4 | NOS | 4141 | 0 | RAW | 18 | 0 | YES | YES |  | NO |  | 31-JUL-2026 12:16:01PM | [26 empty] | E1002 : Pradeep Sati | 11-AUG-2026 11:37:05AM | H1155 : Raushan Kumar
Piping and Fittings | Push and Press |  | PF932 | Push and Press, Union, 76 mm, SS-304, Insta Pressfit | 7307 | 4 | NOS | 4592 | 0 | RAW | 18 | 0 | YES | YES |  | NO |  | 31-JUL-2026 12:16:01PM | [26 empty] | E1002 : Pradeep Sati | 11-AUG-2026 11:37:05AM | H1155 : Raushan Kumar
Piping and Fittings | Push and Press |  | PF933 | Push and Press, Pipe, 76 mm, SS-304, Insta Pressfit | 7307 | 12 | MTR | 1230 | 0 | RAW | 18 | 0 | YES | YES |  | NO |  | 31-JUL-2026 12:16:01PM | [26 empty] | E1002 : Pradeep Sati
Piping and Fittings | Washer |  | PF934 | Washer,18 mm,Plain,MS, | 7318 | 20 | NOS | 4 | 0 | RAW | 18 | 0 | YES | YES |  | NO |  | 04-AUG-2026 9:15:46AM | [26 empty] | E1002 : Pradeep Sati
Piping and Fittings | Bolt |  | PF935 | Bolt,Hex,18 X 80 mm,MS-HTB,Metric Thread, | 7318 | 20 | NOS | 124.9 | 0 | RAW | 18 | 0 | YES | YES |  | NO |  | 04-AUG-2026 9:15:46AM | [26 empty] | E1002 : Pradeep Sati
Piping and Fittings | Bush Reducer |  | PF936 | Bush Reducer,2" X 1/2",SS-304,0-10 Barg,100° C,NPT | 73072200 | 1 | NOS | 650 | 0 | RAW | 18 | 0 | YES | YES |  | NO |  | 17-AUG-2026 5:34:36PM | [26 empty] | E1002 : Pradeep Sati | 18-AUG-2026 3:40:11PM | H1155 : Raushan Kumar
Piping and Fittings | Equal Elbow |  | PF94 | Equal Elbow,3/4",SS-316,Atam,0-10 Barg,100° C,Female-NPT | 848790 | 0 | NOS | 0 | 0 | RAW | 18 | 0 | YES | YES |  | NO |  | 10-APR-2025 11:09:59AM | [26 empty] | E1002 : Pradeep Sati
Piping and Fittings | Equal Elbow |  | PF95 | Equal Elbow,1",SS-316,Atam,0-10 Barg,100° C,Female-NPT | 848790 | 0 | NOS | 0 | 0 | RAW | 18 | 0 | YES | YES |  | NO |  | 10-APR-2025 11:09:59AM | [26 empty] | E1002 : Pradeep Sati
Piping and Fittings | Equal Elbow |  | PF96 | Equal Elbow,1.25",SS-316,Atam,0-10 Barg,100° C,Female-NPT | 848790 | 0 | NOS | 0 | 0 | RAW | 18 | 0 | YES | YES |  | NO |  | 10-APR-2025 11:09:59AM | [26 empty] | E1002 : Pradeep Sati
Piping and Fittings | Equal Elbow |  | PF97 | Equal Elbow,1.5",SS-316,Atam,0-10 Barg,100° C,Female-NPT | 848790 | 0 | NOS | 336 | 0 | RAW | 18 | 0 | YES | YES |  | NO |  | 10-APR-2025 11:09:59AM | [26 empty] | E1002 : Pradeep Sati | 04-NOV-2025 4:25:06PM | H1155 : Raushan Kumar
Piping and Fittings | Equal Elbow |  | PF98 | Equal Elbow,2",SS-316,Atam,0-10 Barg,100° C,Female-NPT | 848790 | 0 | NOS | 0 | 0 | RAW | 18 | 0 | YES | YES |  | NO |  | 10-APR-2025 11:09:59AM | [26 empty] | E1002 : Pradeep Sati
Piping and Fittings | Equal Elbow |  | PF99 | Equal Elbow,2.5",SS-316,Atam,0-10 Barg,100° C,Female-NPT | 848790 | 0 | NOS | 0 | 0 | RAW | 18 | 0 | YES | YES |  | NO |  | 10-APR-2025 11:09:59AM | [26 empty] | E1002 : Pradeep Sati
Printing | Sticker |  | PRI1 | Sticker,Medo,Dark Gray-Yellow green,2073-2431,,Absstem-S001,Vinyl | 3921 | 10 | NOS | 55 | 0 | RAW | 18 | 0 | YES | YES |  | NO |  | 21-APR-2025 6:49:51PM | [26 empty] | E1002 : Pradeep Sati | 21-MAY-2026 10:51:03AM | H1155 : Raushan Kumar
Printing | Sticker |  | PRI10 | Sticker,Absstem Industrial,Dark Gray-Tomato Red,2073-2102,,Absstem-S010,Vinyl | 3921 | 0 | NOS | 18 | 0 | RAW | 18 | 0 | YES | YES |  | NO |  | 21-APR-2025 6:49:51PM | [26 empty] | E1002 : Pradeep Sati | 04-NOV-2025 9:20:09AM | H1155 : Raushan Kumar
Printing | Sticker |  | PRI11 | Sticker,nGEN,Tomato Red-Black,2102-2072,,Absstem-S011,Vinyl | 3921 | 49 | NOS | 52 | 0 | RAW | 18 | 0 | YES | YES |  | NO |  | 21-APR-2025 6:49:51PM | [26 empty] | E1002 : Pradeep Sati | 09-SEP-2026 4:58:36PM | H1155 : Raushan Kumar
Printing | Sticker |  | PRI12 | Sticker,Cabinet Gauge,Tomato Red,2102,,Absstem-S012,Vinyl | 3921 | 47 | NOS | 22 | 0 | RAW | 18 | 0 | YES | YES |  | NO |  | 21-APR-2025 6:49:51PM | [26 empty] | E1002 : Pradeep Sati | 09-SEP-2026 4:58:36PM | H1155 : Raushan Kumar
Printing | Sticker |  | PRI13 | Sticker,Next Gen PSA,Dark Gray,2073,,Absstem-S013,Vinyl | 3921 | 157 | NOS | 0 | 0 | RAW | 18 | 0 | YES | YES |  | NO |  | 21-APR-2025 6:49:51PM | [26 empty] | E1002 : Pradeep Sati | 18-AUG-2026 3:37:56PM | H1155 : Raushan Kumar
Printing | Sticker |  | PRI14 | Sticker,Industrial Oxygen Generator,Tomato Red,2102,,Absstem-S014,Vinyl | 3921 | 114 | NOS | 130 | 0 | RAW | 18 | 0 | YES | YES |  | NO |  | 21-APR-2025 6:49:51PM | [26 empty] | E1002 : Pradeep Sati | 18-JUL-2026 2:03:38PM | H1155 : Raushan Kumar
Printing | Sticker |  | PRI15 | Sticker,Industrial Nitrogen Generator,Tomato Red,2102,,Absstem-S015,Vinyl | 3921 | 47 | NOS | 130 | 0 | RAW | 18 | 0 | YES | YES |  | NO |  | 21-APR-2025 6:49:51PM | [26 empty] | E1002 : Pradeep Sati | 09-SEP-2026 4:58:36PM | H1155 : Raushan Kumar
Printing | Sticker |  | PRI16 | Sticker,X,Black,2072,,Absstem-S016,Vinyl | 3921 | 54 | NOS | 10 | 0 | RAW | 18 | 0 | YES | YES |  | NO |  | 21-APR-2025 6:49:51PM | [26 empty] | E1002 : Pradeep Sati | 07-AUG-2026 10:31:18AM | H1155 : Raushan Kumar
Printing | Sticker |  | PRI17 | Sticker,Cabinet Gauge,Yello Greem,2431,,Absstem-S017,Vinyl | 3921 | 28 | NOS | 0 | 0 | RAW | 18 | 0 | YES | YES |  | NO |  | 21-APR-2025 6:49:51PM | [26 empty] | E1002 : Pradeep Sati | 21-MAY-2026 10:51:03AM | H1155 : Raushan Kumar
Printing | Sticker |  | PRI18 | Sticker,Helium Recovery System,Tomato Red,2102,615 X 70 mm,Absstem-S018,Vinyl | 3921 | 0 | NOS | 0 | 0 | RAW | 18 | 0 | YES | YES |  | NO |  | 21-APR-2025 6:49:51PM | [26 empty] | E1002 : Pradeep Sati
Printing | Sticker |  | PRI19 | Sticker,Here X,Tomato Red-Black,2102-2072,325 X 55 mm,Absstem-S019,Vinyl | 3921 | 0 | NOS | 0 | 0 | RAW | 18 | 0 | YES | YES |  | NO |  | 21-APR-2025 6:49:51PM | [26 empty] | E1002 : Pradeep Sati
Printing | Sticker |  | PRI2 | Sticker,Next Gen PSA,Vivid Blue,2064,,Absstem-S002,Vinyl | 3921 | 11 | NOS | 0 | 0 | RAW | 18 | 0 | YES | YES |  | NO |  | 21-APR-2025 6:49:51PM | [26 empty] | E1002 : Pradeep Sati | 21-MAY-2026 10:51:03AM | H1155 : Raushan Kumar
Printing | Sticker |  | PRI20 | Sticker,Absstem Industrial,Tomato Red-Black,2102-2072,230 X 75 mm,Absstem-S020,Vinyl | 3921 | 50 | NOS | 0 | 0 | RAW | 18 | 0 | YES | YES |  | NO |  | 21-APR-2025 6:49:51PM | [26 empty] | E1002 : Pradeep Sati | 09-SEP-2026 4:58:36PM | H1155 : Raushan Kumar
Printing | Sticker |  | PRI21 | Sticker,Arrow,Black,2072,40 X 10 mm,Absstem-S021,Vinyl | 3921 | 67 | NOS | 0 | 0 | RAW | 18 | 0 | YES | YES |  | NO |  | 21-APR-2025 6:49:51PM | [26 empty] | E1002 : Pradeep Sati | 17-NOV-2025 5:52:31PM | E1002 : Pradeep Sati
Printing | Visiting Card |  | PRI22 | Visiting Card,90 X 50 mm,Absstem | 960810 | 0 | NOS | 0 | 0 | RAW | 18 | 0 | YES | YES |  | NO |  | 21-APR-2025 6:49:51PM | [26 empty] | E1002 : Pradeep Sati
Printing | Visiting Card |  | PRI23 | Visiting Card,90 X 50 mm,Absstem-Health | 960810 | 0 | NOS | 0 | 0 | RAW | 18 | 0 | YES | YES |  | NO |  | 21-APR-2025 6:49:51PM | [26 empty] | E1002 : Pradeep Sati
Printing | Visiting Card |  | PRI24 | Visiting Card,90 X 50 mm,Absstem-INDS. | 960810 | 0 | NOS | 0 | 0 | RAW | 18 | 0 | YES | YES |  | NO |  | 21-APR-2025 6:49:51PM | [26 empty] | E1002 : Pradeep Sati
Printing | Brochures |  | PRI25 | Brochures,Absstem - MedO,A4,16 Pages | 960810 | 0 | NOS | 0 | 0 | RAW | 18 | 0 | YES | YES |  | NO |  | 21-APR-2025 6:49:51PM | [26 empty] | E1002 : Pradeep Sati
Printing | Brochures |  | PRI26 | Brochures,Absstem - nGEN,A4,12 Pages | 960810 | 0 | NOS | 0 | 0 | RAW | 18 | 0 | YES | YES |  | NO |  | 21-APR-2025 6:49:51PM | [26 empty] | E1002 : Pradeep Sati
Printing | Brochures |  | PRI27 | Brochures,Absstem - idos,A4,12 Pages | 960810 | 0 | NOS | 0 | 0 | RAW | 18 | 0 | YES | YES |  | NO |  | 21-APR-2025 6:49:51PM | [26 empty] | E1002 : Pradeep Sati
Printing | Brochures |  | PRI28 | Brochures,Absstem - nGEN X,A4,4 Pages | 960810 | 0 | NOS | 0 | 0 | RAW | 18 | 0 | YES | YES |  | NO |  | 21-APR-2025 6:49:51PM | [26 empty] | E1002 : Pradeep Sati
Printing | Brochures |  | PRI29 | Brochures,Absstem - MedO,A4,2 Pages | 960810 | 0 | NOS | 0 | 0 | RAW | 18 | 0 | YES | YES |  | NO |  | 21-APR-2025 6:49:51PM | [26 empty] | E1002 : Pradeep Sati
Printing | Sticker |  | PRI3 | Sticker,Medical Oxygen Generator,Yello Green,2431,,Absstem-S003,Vinyl | 3921 | 17 | NOS | 130 | 0 | RAW | 18 | 0 | YES | YES |  | NO |  | 21-APR-2025 6:49:51PM | [26 empty] | E1002 : Pradeep Sati | 21-MAY-2026 10:51:03AM | H1155 : Raushan Kumar
Printing | Brochures |  | PRI30 | Brochures,Absstem - idos,A4,2 Pages | 960810 | 0 | NOS | 0 | 0 | RAW | 18 | 0 | YES | YES |  | NO |  | 21-APR-2025 6:49:51PM | [26 empty] | E1002 : Pradeep Sati
Printing | Brochures |  | PRI31 | Brochures,Absstem - nGEN,A4,2 Pages | 960810 | 0 | NOS | 0 | 0 | RAW | 18 | 0 | YES | YES |  | NO |  | 21-APR-2025 6:49:51PM | [26 empty] | E1002 : Pradeep Sati
Printing | Brochures |  | PRI32 | Brochures,Absstem - nGEN X,A4,2 Pages | 960810 | 0 | NOS | 0 | 0 | RAW | 18 | 0 | YES | YES |  | NO |  | 21-APR-2025 6:49:51PM | [26 empty] | E1002 : Pradeep Sati
Printing | Brochures |  | PRI33 | Brochures,Absstem - MedO C,A4,2 Pages | 960810 | 0 | NOS | 0 | 0 | RAW | 18 | 0 | YES | YES |  | NO |  | 21-APR-2025 6:49:51PM | [26 empty] | E1002 : Pradeep Sati
Printing | Brochures |  | PRI34 | Brochures,Absstem - Shield,A4,2 Pages | 960810 | 0 | NOS | 0 | 0 | RAW | 18 | 0 | YES | YES |  | NO |  | 21-APR-2025 6:49:51PM | [26 empty] | E1002 : Pradeep Sati
Printing | Brochures |  | PRI35 | Brochures,Absstem,A4,2 Pages | 960810 | 0 | NOS | 0 | 0 | RAW | 18 | 0 | YES | YES |  | NO |  | 21-APR-2025 6:49:51PM | [26 empty] | E1002 : Pradeep Sati
Printing | Challan Book |  | PRI36 | Challan Book,Absstem-LLP,265 X 220 mm | 4911 | 0 | NOS | 0 | 0 | RAW | 18 | 0 | YES | YES |  | NO |  | 21-APR-2025 6:49:51PM | [26 empty] | E1002 : Pradeep Sati | 15-MAY-2026 2:29:21PM | H1155 : Raushan Kumar
Printing | Challan Book |  | PRI37 | Challan Book,Absstem-INDS.,265 X 220 mm | 4911 | 0 | NOS | 0 | 0 | RAW | 18 | 0 | YES | YES |  | NO |  | 21-APR-2025 6:49:51PM | [26 empty] | E1002 : Pradeep Sati | 30-OCT-2025 12:58:03PM | H1155 : Raushan Kumar
Printing | ID Card |  | PRI38 | ID Card,Holder,Absstem,100 X 65 mm, | 4820 | 0 | NOS | 50 | 0 | RAW | 18 | 0 | YES | YES |  | NO |  | 21-APR-2025 6:49:51PM | [26 empty] | E1002 : Pradeep Sati | 05-JUN-2025 5:03:17PM | E1002 : Pradeep Sati
Printing | ID Card |  | PRI39 | ID Card,Card-Visiter,Absstem,85 X 55 mm, | 4820 | 0 | NOS | 0 | 0 | RAW | 18 | 0 | YES | YES |  | NO |  | 21-APR-2025 6:49:51PM | [26 empty] | E1002 : Pradeep Sati
Printing | Sticker |  | PRI4 | Sticker,Air Receiver,Vivid Blue,2064,,Absstem-S004,Vinyl | 3921 | 405 | NOS | 0 | 0 | RAW | 18 | 0 | YES | YES |  | NO |  | 21-APR-2025 6:49:51PM | [26 empty] | E1002 : Pradeep Sati | 21-MAY-2026 10:51:03AM | H1155 : Raushan Kumar
Printing | ID Card |  | PRI40 | ID Card,Card-Employee,Absstem,85 X 55 mm, | 4820 | 0 | NOS | 100 | 0 | RAW | 18 | 0 | YES | YES |  | NO |  | 21-APR-2025 6:49:51PM | [26 empty] | E1002 : Pradeep Sati
Printing | Standee |  | PRI41 | Standee,Tabletop,Absstem,Aluminium, | 7616 | 0 | NOS | 0 | 0 | RAW | 18 | 0 | YES | YES |  | NO |  | 21-APR-2025 6:49:51PM | [26 empty] | E1002 : Pradeep Sati
Printing | Standee |  | PRI42 | Standee,Tabletop,Absstem-Medo,Aluminium, | 7616 | 0 | NOS | 0 | 0 | RAW | 18 | 0 | YES | YES |  | NO |  | 21-APR-2025 6:49:51PM | [26 empty] | E1002 : Pradeep Sati
Printing | Standee |  | PRI43 | Standee,Tabletop,Absstem-idos,Aluminium, | 7616 | 0 | NOS | 0 | 0 | RAW | 18 | 0 | YES | YES |  | NO |  | 21-APR-2025 6:49:51PM | [26 empty] | E1002 : Pradeep Sati
Printing | Standee |  | PRI44 | Standee,Tabletop,Absstem-nGEN X,Aluminium, | 7616 | 0 | NOS | 0 | 0 | RAW | 18 | 0 | YES | YES |  | NO |  | 21-APR-2025 6:49:51PM | [26 empty] | E1002 : Pradeep Sati
Printing | Standee |  | PRI45 | Standee,Tabletop,Absstem-nGEN,Aluminium, | 7616 | 0 | NOS | 0 | 0 | RAW | 18 | 0 | YES | YES |  | NO |  | 21-APR-2025 6:49:51PM | [26 empty] | E1002 : Pradeep Sati
Printing | Envelope |  | PRI46 | Envelope,Absstem,A4 | 48171010 | 639 | NOS | 24 | 0 | RAW | 18 | 0 | YES | YES |  | NO |  | 21-APR-2025 6:49:51PM | [26 empty] | E1002 : Pradeep Sati | 16-MAR-2026 10:48:30AM | H1155 : Raushan Kumar
Printing | Envelope |  | PRI47 | Envelope,Absstem - Health Care,A4 | 48171010 | 559 | NOS | 24 | 0 | RAW | 18 | 0 | YES | YES |  | NO |  | 21-APR-2025 6:49:51PM | [26 empty] | E1002 : Pradeep Sati | 24-AUG-2026 4:50:37PM | H1155 : Raushan Kumar
Printing | Envelope |  | PRI48 | Envelope,Absstem - INDS.,A4 | 48171010 | 555 | NOS | 24 | 0 | RAW | 18 | 0 | YES | YES |  | NO |  | 21-APR-2025 6:49:51PM | [26 empty] | E1002 : Pradeep Sati | 17-MAR-2026 2:39:23PM | H1155 : Raushan Kumar
Printing | Envelope |  | PRI49 | Envelope,Absstem,10" | 48171010 | 186 | NOS | 0 | 0 | RAW | 18 | 0 | YES | YES |  | NO |  | 21-APR-2025 6:49:51PM | [26 empty] | E1002 : Pradeep Sati | 16-MAR-2026 10:48:30AM | H1155 : Raushan Kumar
Printing | Sticker |  | PRI5 | Sticker,Storage Tank,Vivid Blue,2064,,Absstem-S005,Vinyl | 3921 | 99 | NOS | 48 | 0 | RAW | 18 | 0 | YES | YES |  | NO |  | 21-APR-2025 6:49:51PM | [26 empty] | E1002 : Pradeep Sati | 07-AUG-2026 10:31:18AM | H1155 : Raushan Kumar
Printing | Envelope |  | PRI50 | Envelope,Absstem - Health Care,10" | 48171010 | 644 | NOS | 12 | 0 | RAW | 18 | 0 | YES | YES |  | NO |  | 21-APR-2025 6:49:51PM | [26 empty] | E1002 : Pradeep Sati | 08-MAY-2026 4:46:57PM | H1155 : Raushan Kumar
Printing | Envelope |  | PRI51 | Envelope,Absstem - INDS.,10" | 48171010 | 505 | NOS | 12 | 0 | RAW | 18 | 0 | YES | YES |  | NO |  | 21-APR-2025 6:49:51PM | [26 empty] | E1002 : Pradeep Sati | 29-AUG-2026 9:00:54AM | H1155 : Raushan Kumar
Printing | Letterhead |  | PRI52 | Letterhead,Absstem,A4 | 48171010 | 0 | NOS | 0 | 0 | RAW | 18 | 0 | YES | YES |  | NO |  | 21-APR-2025 6:49:51PM | [26 empty] | E1002 : Pradeep Sati
Printing | Letterhead |  | PRI53 | Letterhead,Absstem-Health Care,A4 | 48171010 | 199 | NOS | 5 | 0 | RAW | 18 | 0 | YES | YES |  | NO |  | 21-APR-2025 6:49:51PM | [26 empty] | E1002 : Pradeep Sati | 11-JUN-2026 3:19:37PM | H1160 : retired admin
Printing | Letterhead |  | PRI54 | Letterhead,Absstem-INDS.,A4 | 48171010 | 0 | NOS | 0 | 0 | RAW | 18 | 0 | YES | YES |  | NO |  | 21-APR-2025 6:49:51PM | [26 empty] | E1002 : Pradeep Sati
Printing | Sticker |  | PRI55 | Sticker,Copier label,White,,99.1 X 139 mm-A4,Oddy-ST-4,Paper | 4821 | 0 | NOS | 210 | 0 | RAW | 18 | 0 | YES | YES |  | NO |  | 16-JUL-2025 12:16:54AM | [26 empty] | E1002 : Pradeep Sati | 23-SEP-2025 12:39:37PM | H1155 : Raushan Kumar
Printing | Sticker |  | PRI56 | Sticker,Barcode,White,,50 X 25 mm X 2P,,Paper | 4821 | 15 | NOS | 0 | 0 | RAW | 18 | 0 | YES | YES |  | NO |  | 07-AUG-2025 11:30:08AM | [26 empty] | E1002 : Pradeep Sati | 26-AUG-2026 2:51:18PM | H1155 : Raushan Kumar
Printing | Sticker |  | PRI57 | Sticker,Sticky Note,Multicolour,,,,Paper | 4820 | 5 | NOS | 0 | 0 | RAW | 18 | 0 | YES | YES |  | NO |  | 12-AUG-2025 4:25:30PM | [26 empty] | E1002 : Pradeep Sati | 08-AUG-2026 11:06:45AM | H1155 : Raushan Kumar
Printing | Sticker |  | PRI58 | Sticker,Nitrogen Recovery and Generation System,Vivid Blue,2064,73 X 550 mm,,Vinyl | 4820 | 3 | NOS | 150 | 0 | RAW | 18 | 0 | YES | YES |  | NO |  | 15-SEP-2025 12:33:08PM | [26 empty] | E1002 : Pradeep Sati | 17-NOV-2025 5:52:31PM | E1002 : Pradeep Sati
Printing | Sticker |  | PRI59 | Sticker,Nitrogen Recover System,Vivid Blue,2064,73 X 400 mm,,Vinyl | 4820 | 3 | NOS | 88 | 0 | RAW | 18 | 0 | YES | YES |  | NO |  | 15-SEP-2025 12:33:08PM | [26 empty] | E1002 : Pradeep Sati | 17-NOV-2025 5:52:31PM | E1002 : Pradeep Sati
Printing | Sticker |  | PRI6 | Sticker,idos,Black-Tomato Red,2072-2102,,Absstem-S006,Vinyl | 3921 | 0 | NOS | 0 | 0 | RAW | 18 | 0 | YES | YES |  | NO |  | 21-APR-2025 6:49:51PM | [26 empty] | E1002 : Pradeep Sati | 17-JUL-2026 5:26:41PM | H1155 : Raushan Kumar
Printing | Sticker |  | PRI60 | Sticker,HP Nitrogen Tank,Vivid Blue,2064,73 X 365 mm,,Vinyl | 4820 | 3 | NOS | 68 | 0 | RAW | 18 | 0 | YES | YES |  | NO |  | 15-SEP-2025 12:33:08PM | [26 empty] | E1002 : Pradeep Sati | 17-NOV-2025 5:52:31PM | E1002 : Pradeep Sati
Printing | Sticker |  | PRI61 | Sticker,VLP Nitrogen Tank,Vivid Blue,2064,73 X 390 mm,,Vinyl | 4820 | 1 | NOS | 88 | 0 | RAW | 18 | 0 | YES | YES |  | NO |  | 15-SEP-2025 12:33:08PM | [26 empty] | E1002 : Pradeep Sati | 17-NOV-2025 5:52:31PM | E1002 : Pradeep Sati
Printing | Sticker |  | PRI62 | Sticker,Compressor Air SKID,Vivid Blue,2064,73 X 290 mm,,Vinyl | 4820 | 3 | NOS | 56 | 0 | RAW | 18 | 0 | YES | YES |  | NO |  | 15-SEP-2025 12:33:08PM | [26 empty] | E1002 : Pradeep Sati | 17-NOV-2025 5:52:31PM | E1002 : Pradeep Sati
Printing | Sticker |  | PRI63 | Sticker,Vacuum Tank,Vivid Blue,2064,73 X 262 mm,,Vinyl | 4820 | 2 | NOS | 48 | 0 | RAW | 18 | 0 | YES | YES |  | NO |  | 15-SEP-2025 12:33:08PM | [26 empty] | E1002 : Pradeep Sati | 17-NOV-2025 5:52:31PM | E1002 : Pradeep Sati
Printing | Sticker |  | PRI64 | Sticker,Nitrogen Tank,Vivid Blue,2064,73 X 297 mm,,Vinyl | 4820 | 3 | NOS | 56 | 0 | RAW | 18 | 0 | YES | YES |  | NO |  | 15-SEP-2025 12:33:08PM | [26 empty] | E1002 : Pradeep Sati | 17-NOV-2025 5:52:31PM | E1002 : Pradeep Sati
Printing | Sticker |  | PRI65 | Sticker,Vacuum SKID,Vivid Blue,2064,73 X 181 mm,,Vinyl | 4820 | 2 | NOS | 40 | 0 | RAW | 18 | 0 | YES | YES |  | NO |  | 15-SEP-2025 12:33:08PM | [26 empty] | E1002 : Pradeep Sati | 17-NOV-2025 5:52:31PM | E1002 : Pradeep Sati
Printing | Sticker |  | PRI66 | Sticker,Suction Pot,Vivid Blue,2064,73 X 190 mm,,Vinyl | 4820 | 2 | NOS | 40 | 0 | RAW | 18 | 0 | YES | YES |  | NO |  | 15-SEP-2025 12:33:08PM | [26 empty] | E1002 : Pradeep Sati | 17-NOV-2025 5:52:31PM | E1002 : Pradeep Sati
Printing | Sticker |  | PRI67 | Sticker,HP SKID,Vivid Blue,2064,32 X 165 mm,,Vinyl | 4820 | 2 | NOS | 40 | 0 | RAW | 18 | 0 | YES | YES |  | NO |  | 15-SEP-2025 12:33:08PM | [26 empty] | E1002 : Pradeep Sati | 17-NOV-2025 5:52:31PM | E1002 : Pradeep Sati
Printing | Sticker |  | PRI68 | Sticker,LP SKID,Vivid Blue,2064,32 X 150 mm,,Vinyl | 4820 | 1 | NOS | 40 | 0 | RAW | 18 | 0 | YES | YES |  | NO |  | 15-SEP-2025 12:33:08PM | [26 empty] | E1002 : Pradeep Sati | 17-NOV-2025 5:52:31PM | E1002 : Pradeep Sati
Printing | Envelope |  | PRI69 | Envelope,Yellow,360 X 255 mm | 48171010 | 15 | NOS | 0 | 0 | RAW | 18 | 0 | YES | YES |  | NO |  | 24-DEC-2025 1:46:48PM | [26 empty] | E1002 : Pradeep Sati | 17-MAR-2026 3:08:08PM | H1155 : Raushan Kumar
Printing | Sticker |  | PRI7 | Sticker,Absstem Reinventing performance with logo,Dark Gray-Vivid Blue-Sky Blue Heachrome Cyan M,207 | 3921 | 175 | NOS | 100 | 0 | RAW | 18 | 0 | YES | YES |  | NO |  | 21-APR-2025 6:49:51PM | [26 empty] | E1002 : Pradeep Sati | 09-SEP-2026 4:58:36PM | H1155 : Raushan Kumar
Printing | Envelope |  | PRI70 | Envelope,Brown,305 X 160 mm | 48171010 | 100 | NOS | 0 | 0 | RAW | 18 | 0 | YES | YES |  | NO |  | 24-DEC-2025 1:46:48PM | [26 empty] | E1002 : Pradeep Sati | 24-DEC-2025 4:31:16PM | H1155 : Raushan Kumar
Printing | Sticker |  | PRI71 | Sticker,Copier label,White,,A4,Lotus,Paper | 4821 | 5 | NOS | 210 | 0 | RAW | 18 | 0 | YES | YES |  | NO |  | 06-JUL-2026 10:49:04PM | [26 empty] | E1002 : Pradeep Sati
Printing | Sticker |  | PRI8 | Sticker,Absstem,Drak Gray,2073,,Absstem-S008,Vinyl | 3921 | 112 | NOS | 60 | 0 | RAW | 18 | 0 | YES | YES |  | NO |  | 21-APR-2025 6:49:51PM | [26 empty] | E1002 : Pradeep Sati | 09-SEP-2026 4:58:36PM | H1155 : Raushan Kumar
Printing | Sticker |  | PRI9 | Sticker,Absstem Healthcare,Dark Gray-Yellow Green,2073-2431,,Absstem-S009,Vinyl | 3921 | 15 | NOS | 18 | 0 | RAW | 18 | 0 | YES | YES |  | NO |  | 21-APR-2025 6:49:51PM | [26 empty] | E1002 : Pradeep Sati | 21-MAY-2026 10:51:03AM | H1155 : Raushan Kumar
Non Standard Project | Nitrogen Recovery System |  | PRV01 | PRV Station |  | 0 | NOS | 0 | 315750 | Equipment | 18 | 0 | YES | YES |  | NO |  | 08-OCT-2025 12:49:57PM | [26 empty] | E1002 : Pradeep Sati | 08-OCT-2025 12:51:12PM | E1002 : Pradeep Sati
After Sales | Repair - PSA Oxygen Plant |  | R - 100 LPM | Repair of PSA Oxygen Plant - 100 LPM |  | 0 | SET | 0 | 245100 | Part | 18 | 0 | YES | YES |  | NO | Repair of PSA Oxygen Plant | 31-AUG-2025 5:58:19AM | Gas Generated | Medical Oxygen | Module Option | PSA oxygen plant with Single Compressor | Oxygen Flow Capacity | 100 LPM | Type | One Time Repair | Inclusion | Consumables replacement + Damaged/Fauly parts repair or replacement | Excluded Items | Air compressor Screw | [14 empty] | E1002 : Pradeep Sati | 31-AUG-2025 6:05:20AM | E1002 : Pradeep Sati
After Sales | Repair - PSA Oxygen Plant-D |  | R - 100 LPM-D | Repair of PSA Oxygen Plant - 100 LPM-D |  | 0 | SET | 0 | 281865 | Part | 18 | 0 | YES | YES |  | NO | Repair of PSA Oxygen Plant ( Dual Compressor ) | 31-AUG-2025 5:58:18AM | Gas Generated | Medical Oxygen | Module Option | PSA oxygen plant with Dual Compressor | Oxygen Flow Capacity | 100 LPM | Type | One Time Repair | Inclusion | Consumables replacement + Damaged/Fauly parts repair or replacement | Excluded Items | Air compressor Screw, Air compressor controller and ZMS | [14 empty] | E1002 : Pradeep Sati | 01-SEP-2025 2:47:50PM | E1073 : ABS1004
After Sales | Repair - PSA Oxygen Plant |  | R - 1000 LPM | Repair of PSA Oxygen Plant - 1000 LPM |  | 0 | SET | 0 | 786000 | Part | 18 | 0 | YES | YES |  | NO | Repair of PSA Oxygen Plant | 31-AUG-2025 5:58:19AM | Gas Generated | Medical Oxygen | Module Option | PSA oxygen plant with Single Compressor | Oxygen Flow Capacity | 1000 LPM | Type | One Time Repair | Inclusion | Consumables replacement + Damaged/Fauly parts repair or replacement | Excluded Items | Air compressor Screw | [14 empty] | E1002 : Pradeep Sati | 31-AUG-2025 6:05:20AM | E1002 : Pradeep Sati
After Sales | Repair - PSA Oxygen Plant-D |  | R - 1000 LPM-D | Repair of PSA Oxygen Plant - 1000 LPM-D |  | 0 | SET | 0 | 903900 | Part | 18 | 0 | YES | YES |  | NO | Repair of PSA Oxygen Plant ( Dual Compressor ) | 31-AUG-2025 5:58:19AM | Gas Generated | Medical Oxygen | Module Option | PSA oxygen plant with Dual Compressor | Oxygen Flow Capacity | 1000 LPM | Type | One Time Repair | Inclusion | Consumables replacement + Damaged/Fauly parts repair or replacement | Excluded Items | Air compressor Screw, Air compressor controller and ZMS | [14 empty] | E1002 : Pradeep Sati | 01-SEP-2025 2:50:49PM | E1073 : ABS1004
After Sales | Repair - PSA Oxygen Plant |  | R - 150 LPM | Repair of PSA Oxygen Plant - 150 LPM |  | 0 | SET | 0 | 297300 | Part | 18 | 0 | YES | YES |  | NO | Repair of PSA Oxygen Plant | 31-AUG-2025 5:58:19AM | Gas Generated | Medical Oxygen | Module Option | PSA oxygen plant with Single Compressor | Oxygen Flow Capacity | 150 LPM | Type | One Time Repair | Inclusion | Consumables replacement + Damaged/Fauly parts repair or replacement | Excluded Items | Air compressor Screw | [14 empty] | E1002 : Pradeep Sati | 31-AUG-2025 6:05:20AM | E1002 : Pradeep Sati
After Sales | Repair - PSA Oxygen Plant-D |  | R - 150 LPM-D | Repair of PSA Oxygen Plant - 150 LPM-D |  | 0 | SET | 0 | 341895 | Part | 18 | 0 | YES | YES |  | NO | Repair of PSA Oxygen Plant ( Dual Compressor ) | 31-AUG-2025 5:58:18AM | Gas Generated | Medical Oxygen | Module Option | PSA oxygen plant with Dual Compressor | Oxygen Flow Capacity | 150 LPM | Type | One Time Repair | Inclusion | Consumables replacement + Damaged/Fauly parts repair or replacement | Excluded Items | Air compressor Screw, Air compressor controller and ZMS | [14 empty] | E1002 : Pradeep Sati | 01-SEP-2025 2:48:24PM | E1073 : ABS1004
After Sales | Repair - PSA Oxygen Plant |  | R - 200 LPM | Repair of PSA Oxygen Plant - 200 LPM |  | 0 | SET | 0 | 316500 | Part | 18 | 0 | YES | YES |  | NO | Repair of PSA Oxygen Plant | 31-AUG-2025 5:58:19AM | Gas Generated | Medical Oxygen | Module Option | PSA oxygen plant with Single Compressor | Oxygen Flow Capacity | 200 LPM | Type | One Time Repair | Inclusion | Consumables replacement + Damaged/Fauly parts repair or replacement | Excluded Items | Air compressor Screw | [14 empty] | E1002 : Pradeep Sati | 31-AUG-2025 6:05:20AM | E1002 : Pradeep Sati
After Sales | Repair - PSA Oxygen Plant-D |  | R - 200 LPM-D | Repair of PSA Oxygen Plant - 200 LPM-D |  | 0 | SET | 0 | 363975 | Part | 18 | 0 | YES | YES |  | NO | Repair of PSA Oxygen Plant ( Dual Compressor ) | 31-AUG-2025 5:58:18AM | Gas Generated | Medical Oxygen | Module Option | PSA oxygen plant with Dual Compressor | Oxygen Flow Capacity | 200 LPM | Type | One Time Repair | Inclusion | Consumables replacement + Damaged/Fauly parts repair or replacement | Excluded Items | Air compressor Screw, Air compressor controller and ZMS | [14 empty] | E1002 : Pradeep Sati | 01-SEP-2025 2:48:45PM | E1073 : ABS1004
After Sales | Repair - PSA Oxygen Plant |  | R - 250 LPM | Repair of PSA Oxygen Plant - 250 LPM |  | 0 | SET | 0 | 316500 | Part | 18 | 0 | YES | YES |  | NO | Repair of PSA Oxygen Plant | 31-AUG-2025 5:58:19AM | Gas Generated | Medical Oxygen | Module Option | PSA oxygen plant with Single Compressor | Oxygen Flow Capacity | 250 LPM | Type | One Time Repair | Inclusion | Consumables replacement + Damaged/Fauly parts repair or replacement | Excluded Items | Air compressor Screw | [14 empty] | E1002 : Pradeep Sati | 31-AUG-2025 6:05:20AM | E1002 : Pradeep Sati
After Sales | Repair - PSA Oxygen Plant-D |  | R - 250 LPM-D | Repair of PSA Oxygen Plant - 250 LPM-D |  | 0 | SET | 0 | 363975 | Part | 18 | 0 | YES | YES |  | NO | Repair of PSA Oxygen Plant ( Dual Compressor ) | 31-AUG-2025 5:58:18AM | Gas Generated | Medical Oxygen | Module Option | PSA oxygen plant with Dual Compressor | Oxygen Flow Capacity | 250 LPM | Type | One Time Repair | Inclusion | Consumables replacement + Damaged/Fauly parts repair or replacement | Excluded Items | Air compressor Screw | [14 empty] | E1002 : Pradeep Sati | 01-SEP-2025 2:49:06PM | E1073 : ABS1004
After Sales | Repair - PSA Oxygen Plant |  | R - 300 LPM | Repair of PSA Oxygen Plant - 300 LPM |  | 0 | SET | 0 | 445800 | Part | 18 | 0 | YES | YES |  | NO | Repair of PSA Oxygen Plant | 31-AUG-2025 5:58:19AM | Gas Generated | Medical Oxygen | Module Option | PSA oxygen plant with Single Compressor | Oxygen Flow Capacity | 300 LPM | Type | One Time Repair | Inclusion | Consumables replacement + Damaged/Fauly parts repair or replacement | Excluded Items | Air compressor Screw | [14 empty] | E1002 : Pradeep Sati | 31-AUG-2025 6:05:20AM | E1002 : Pradeep Sati
After Sales | Repair - PSA Oxygen Plant-D |  | R - 300 LPM-D | Repair of PSA Oxygen Plant - 300 LPM-D |  | 0 | SET | 0 | 512670 | Part | 18 | 0 | YES | YES |  | NO | Repair of PSA Oxygen Plant ( Dual Compressor ) | 31-AUG-2025 5:58:18AM | Gas Generated | Medical Oxygen | Module Option | PSA oxygen plant with Dual Compressor | Oxygen Flow Capacity | 300 LPM | Type | One Time Repair | Inclusion | Consumables replacement + Damaged/Fauly parts repair or replacement | Excluded Items | Air compressor Screw, Air compressor controller and ZMS | [14 empty] | E1002 : Pradeep Sati | 01-SEP-2025 2:49:23PM | E1073 : ABS1004
After Sales | Repair - PSA Oxygen Plant |  | R - 400 LPM | Repair of PSA Oxygen Plant - 400 LPM |  | 0 | SET | 0 | 445800 | Part | 18 | 0 | YES | YES |  | NO | Repair of PSA Oxygen Plant | 31-AUG-2025 5:58:19AM | Gas Generated | Medical Oxygen | Module Option | PSA oxygen plant with Single Compressor | Oxygen Flow Capacity | 400 LPM | Type | One Time Repair | Inclusion | Consumables replacement + Damaged/Fauly parts repair or replacement | Excluded Items | Air compressor Screw | [14 empty] | E1002 : Pradeep Sati | 31-AUG-2025 6:05:20AM | E1002 : Pradeep Sati
After Sales | Repair - PSA Oxygen Plant-D |  | R - 400 LPM-D | Repair of PSA Oxygen Plant - 400 LPM-D |  | 0 | SET | 0 | 512670 | Part | 18 | 0 | YES | YES |  | NO | Repair of PSA Oxygen Plant ( Dual Compressor ) | 31-AUG-2025 5:58:18AM | Gas Generated | Medical Oxygen | Module Option | PSA oxygen plant with Dual Compressor | Oxygen Flow Capacity | 400 LPM | Type | One Time Repair | Inclusion | Consumables replacement + Damaged/Fauly parts repair or replacement | Excluded Items | Air compressor Screw, Air compressor controller and ZMS | [14 empty] | E1002 : Pradeep Sati | 01-SEP-2025 2:49:40PM | E1073 : ABS1004
After Sales | Repair - PSA Oxygen Plant |  | R - 50 LPM | Repair of PSA Oxygen Plant - 50 LPM |  | 0 | SET | 0 | 217100 | Part | 18 | 0 | YES | YES |  | NO | Repair of PSA Oxygen Plant | 31-AUG-2025 5:58:19AM | Gas Generated | Medical Oxygen | Module Option | PSA oxygen plant with Single Compressor | Oxygen Flow Capacity | 50 LPM | Type | One Time Repair | Inclusion | Consumables replacement + Damaged/Fauly parts repair or replacement | Excluded Items | Air compressor Screw, Air compressor controller and ZMS | [14 empty] | E1002 : Pradeep Sati | 01-SEP-2025 2:40:02PM | E1073 : ABS1004
After Sales | Repair - PSA Oxygen Plant-D |  | R - 50 LPM-D | Repair of PSA Oxygen Plant - 50 LPM-D |  | 0 | SET | 0 | 249665 | Part | 18 | 0 | YES | YES |  | NO | Repair of PSA Oxygen Plant ( Dual Compressor ) | 31-AUG-2025 5:58:18AM | Gas Generated | Medical Oxygen | Module Option | PSA oxygen plant with Dual Compressor | Oxygen Flow Capacity | 50 LPM | Type | One Time Repair | Inclusion | Consumables replacement + Damaged/Fauly parts repair or replacement | Excluded Items | Air compressor Screw, Air compressor controller and ZMS | [14 empty] | E1002 : Pradeep Sati | 01-SEP-2025 2:47:19PM | E1073 : ABS1004
After Sales | Repair - PSA Oxygen Plant |  | R - 500 LPM | Repair of PSA Oxygen Plant - 500 LPM |  | 0 | SET | 0 | 542954 | Part | 18 | 0 | YES | YES |  | NO | Repair of PSA Oxygen Plant | 31-AUG-2025 5:58:19AM | Gas Generated | Medical Oxygen | Module Option | PSA oxygen plant with Single Compressor | Oxygen Flow Capacity | 500 LPM | Type | One Time Repair | Inclusion | Consumables replacement + Damaged/Fauly parts repair or replacement | Excluded Items | Air compressor Screw | [14 empty] | E1002 : Pradeep Sati | 31-AUG-2025 6:05:20AM | E1002 : Pradeep Sati
After Sales | Repair - PSA Oxygen Plant-D |  | R - 500 LPM-D | Repair of PSA Oxygen Plant - 500 LPM-D |  | 0 | SET | 0 | 624397 | Part | 18 | 0 | YES | YES |  | NO | Repair of PSA Oxygen Plant ( Dual Compressor ) | 31-AUG-2025 5:58:18AM | Gas Generated | Medical Oxygen | Module Option | PSA oxygen plant with Dual Compressor | Oxygen Flow Capacity | 500 LPM | Type | One Time Repair | Inclusion | Consumables replacement + Damaged/Fauly parts repair or replacement | Excluded Items | Air compressor Screw, Air compressor controller and ZMS | [14 empty] | E1002 : Pradeep Sati | 01-SEP-2025 2:45:27PM | E1073 : ABS1004
After Sales | Repair - PSA Oxygen Plant |  | R - 600 LPM | Repair of PSA Oxygen Plant - 600 LPM |  | 0 | SET | 0 | 713254 | Part | 18 | 0 | YES | YES |  | NO | Repair of PSA Oxygen Plant | 31-AUG-2025 5:58:19AM | Gas Generated | Medical Oxygen | Module Option | PSA oxygen plant with Single Compressor | Oxygen Flow Capacity | 600 LPM | Type | One Time Repair | Inclusion | Consumables replacement + Damaged/Fauly parts repair or replacement | Excluded Items | Air compressor Screw | [14 empty] | E1002 : Pradeep Sati | 31-AUG-2025 6:05:20AM | E1002 : Pradeep Sati
After Sales | Repair - PSA Oxygen Plant-D |  | R - 600 LPM-D | Repair of PSA Oxygen Plant - 600 LPM-D |  | 0 | SET | 0 | 820242 | Part | 18 | 0 | YES | YES |  | NO | Repair of PSA Oxygen Plant ( Dual Compressor ) | 31-AUG-2025 5:58:18AM | Gas Generated | Medical Oxygen | Module Option | PSA oxygen plant with Dual Compressor | Oxygen Flow Capacity | 600 LPM | Type | One Time Repair | Inclusion | Consumables replacement + Damaged/Fauly parts repair or replacement | Excluded Items | Air compressor Screw, Air compressor controller and ZMS | [14 empty] | E1002 : Pradeep Sati | 01-SEP-2025 2:50:03PM | E1073 : ABS1004
After Sales | Repair - PSA Oxygen Plant |  | R - 800 LPM | Repair of PSA Oxygen Plant - 800 LPM |  | 0 | SET | 0 | 786000 | Part | 18 | 0 | YES | YES |  | NO | Repair of PSA Oxygen Plant | 31-AUG-2025 5:58:19AM | Gas Generated | Medical Oxygen | Module Option | PSA oxygen plant with Single Compressor | Oxygen Flow Capacity | 800 LPM | Type | One Time Repair | Inclusion | Consumables replacement + Damaged/Fauly parts repair or replacement | Excluded Items | Air compressor Screw | [14 empty] | E1002 : Pradeep Sati | 31-AUG-2025 6:05:20AM | E1002 : Pradeep Sati
After Sales | Repair - PSA Oxygen Plant-D |  | R - 800 LPM-D | Repair of PSA Oxygen Plant - 800 LPM-D |  | 0 | SET | 0 | 903900 | Part | 18 | 0 | YES | YES |  | NO | Repair of PSA Oxygen Plant ( Dual Compressor ) | 31-AUG-2025 5:58:19AM | Gas Generated | Medical Oxygen | Module Option | PSA oxygen plant with Dual Compressor | Oxygen Flow Capacity | 800 LPM | Type | One Time Repair | Inclusion | Consumables replacement + Damaged/Fauly parts repair or replacement | Excluded Items | Air compressor Screw, Air compressor controller and ZMS | [14 empty] | E1002 : Pradeep Sati | 01-SEP-2025 2:50:27PM | E1073 : ABS1004
After Sales | R - GR1 - PSAO |  | R - GR1 - 100 LPM | Repair - GR1 - 100 LPM | 998719 | 0 | No. | 0 | 77310 | Part | 18 | 0 | YES | NO |  | NO | One-Time Repair & Restoration | 13-MAY-2026 5:08:14PM | Equipment Covered | Air Compressor | Scope | Fault diagnosis | repair | spares replacement | Repair Warranty | 6 months on all replaced spares from date of replacement | Mobilisation | Engineer dispatch within 48–72 hours of PO + Advance receipt | Consumables | Included | Exclusions | Compressor Screw & Controller— see Exclusions) | [12 empty] | E1002 : Pradeep Sati | 13-MAY-2026 5:10:31PM | E1002 : Pradeep Sati
After Sales | R - GR1 - PSAO |  | R - GR1 - 1000 LPM | Repair - GR1 - 1000 LPM | 998719 | 0 | No. | 0 | 323820 | Part | 18 | 0 | YES | NO |  | NO | One-Time Repair & Restoration | 13-MAY-2026 5:08:14PM | Equipment Covered | Air Compressor | Scope | Fault diagnosis | repair | spares replacement | Repair Warranty | 6 months on all replaced spares from date of replacement | Mobilisation | Engineer dispatch within 48–72 hours of PO + Advance receipt | Consumables | Included | Exclusions | Compressor Screw & Controller— see Exclusions) | [12 empty] | E1002 : Pradeep Sati | 13-MAY-2026 5:10:31PM | E1002 : Pradeep Sati
After Sales | R - GR1 - PSAO |  | R - GR1 - 150 LPM | Repair - GR1 - 150 LPM | 998719 | 0 | No. | 0 | 81792 | Part | 18 | 0 | YES | NO |  | NO | One-Time Repair & Restoration | 13-MAY-2026 5:08:14PM | Equipment Covered | Air Compressor | Scope | Fault diagnosis | repair | spares replacement | Repair Warranty | 6 months on all replaced spares from date of replacement | Mobilisation | Engineer dispatch within 48–72 hours of PO + Advance receipt | Consumables | Included | Exclusions | Compressor Screw & Controller— see Exclusions) | [12 empty] | E1002 : Pradeep Sati | 13-MAY-2026 5:10:31PM | E1002 : Pradeep Sati
After Sales | R - GR1 - PSAO |  | R - GR1 - 200 LPM | Repair - GR1 - 200 LPM | 998719 | 0 | No. | 0 | 99720 | Part | 18 | 0 | YES | NO |  | NO | One-Time Repair & Restoration | 13-MAY-2026 5:08:14PM | Equipment Covered | Air Compressor | Scope | Fault diagnosis | repair | spares replacement | Repair Warranty | 6 months on all replaced spares from date of replacement | Mobilisation | Engineer dispatch within 48–72 hours of PO + Advance receipt | Consumables | Included | Exclusions | Compressor Screw & Controller— see Exclusions) | [12 empty] | E1002 : Pradeep Sati | 13-MAY-2026 5:10:31PM | E1002 : Pradeep Sati
After Sales | R - GR1 - PSAO |  | R - GR1 - 250 LPM | Repair - GR1 - 250 LPM | 998719 | 0 | No. | 0 | 99720 | Part | 18 | 0 | YES | NO |  | NO | One-Time Repair & Restoration | 13-MAY-2026 5:08:14PM | Equipment Covered | Air Compressor | Scope | Fault diagnosis | repair | spares replacement | Repair Warranty | 6 months on all replaced spares from date of replacement | Mobilisation | Engineer dispatch within 48–72 hours of PO + Advance receipt | Consumables | Included | Exclusions | Compressor Screw & Controller— see Exclusions) | [12 empty] | E1002 : Pradeep Sati | 13-MAY-2026 5:10:31PM | E1002 : Pradeep Sati
After Sales | R - GR1 - PSAO |  | R - GR1 - 300 LPM | Repair - GR1 - 300 LPM | 998719 | 0 | No. | 0 | 122130 | Part | 18 | 0 | YES | NO |  | NO | One-Time Repair & Restoration | 13-MAY-2026 5:08:14PM | Equipment Covered | Air Compressor | Scope | Fault diagnosis | repair | spares replacement | Repair Warranty | 6 months on all replaced spares from date of replacement | Mobilisation | Engineer dispatch within 48–72 hours of PO + Advance receipt | Consumables | Included | Exclusions | Compressor Screw & Controller— see Exclusions) | [12 empty] | E1002 : Pradeep Sati | 13-MAY-2026 5:10:31PM | E1002 : Pradeep Sati
After Sales | R - GR1 - PSAO |  | R - GR1 - 400 LPM | Repair - GR1 - 400 LPM | 998719 | 0 | No. | 0 | 144540 | Part | 18 | 0 | YES | NO |  | NO | One-Time Repair & Restoration | 13-MAY-2026 5:08:14PM | Equipment Covered | Air Compressor | Scope | Fault diagnosis | repair | spares replacement | Repair Warranty | 6 months on all replaced spares from date of replacement | Mobilisation | Engineer dispatch within 48–72 hours of PO + Advance receipt | Consumables | Included | Exclusions | Compressor Screw & Controller— see Exclusions) | [12 empty] | E1002 : Pradeep Sati | 13-MAY-2026 5:10:31PM | E1002 : Pradeep Sati
After Sales | R - GR1 - PSAO |  | R - GR1 - 50 LPM | Repair - GR1 - 50 LPM | 998719 | 0 | No. | 0 | 68346 | Part | 18 | 0 | YES | NO |  | NO | One-Time Repair & Restoration | 13-MAY-2026 5:08:14PM | Equipment Covered | Air Compressor | Scope | Fault diagnosis | repair | spares replacement | Repair Warranty | 6 months on all replaced spares from date of replacement | Mobilisation | Engineer dispatch within 48–72 hours of PO + Advance receipt | Consumables | Included | Exclusions | Compressor Screw & Controller— see Exclusions) | [12 empty] | E1002 : Pradeep Sati | 13-MAY-2026 5:10:31PM | E1002 : Pradeep Sati
After Sales | R - GR1 - PSAO |  | R - GR1 - 500 LPM | Repair - GR1 - 500 LPM | 998719 | 0 | No. | 0 | 166950 | Part | 18 | 0 | YES | NO |  | NO | One-Time Repair & Restoration | 13-MAY-2026 5:08:14PM | Equipment Covered | Air Compressor | Scope | Fault diagnosis | repair | spares replacement | Repair Warranty | 6 months on all replaced spares from date of replacement | Mobilisation | Engineer dispatch within 48–72 hours of PO + Advance receipt | Consumables | Included | Exclusions | Compressor Screw & Controller— see Exclusions) | [12 empty] | E1002 : Pradeep Sati | 13-MAY-2026 5:10:31PM | E1002 : Pradeep Sati
After Sales | R - GR1 - PSAO |  | R - GR1 - 600 LPM | Repair - GR1 - 600 LPM | 998719 | 0 | No. | 0 | 200565 | Part | 18 | 0 | YES | NO |  | NO | One-Time Repair & Restoration | 13-MAY-2026 5:08:14PM | Equipment Covered | Air Compressor | Scope | Fault diagnosis | repair | spares replacement | Repair Warranty | 6 months on all replaced spares from date of replacement | Mobilisation | Engineer dispatch within 48–72 hours of PO + Advance receipt | Consumables | Included | Exclusions | Compressor Screw & Controller— see Exclusions) | [12 empty] | E1002 : Pradeep Sati | 13-MAY-2026 5:10:31PM | E1002 : Pradeep Sati
After Sales | R - GR1 - PSAO |  | R - GR1 - 700 LPM | Repair - GR1 - 700 LPM | 998719 | 0 | No. | 0 | 256590 | Part | 18 | 0 | YES | NO |  | NO | One-Time Repair & Restoration | 13-MAY-2026 5:08:14PM | Equipment Covered | Air Compressor | Scope | Fault diagnosis | repair | spares replacement | Repair Warranty | 6 months on all replaced spares from date of replacement | Mobilisation | Engineer dispatch within 48–72 hours of PO + Advance receipt | Consumables | Included | Exclusions | Compressor Screw & Controller— see Exclusions) | [12 empty] | E1002 : Pradeep Sati | 13-MAY-2026 5:10:31PM | E1002 : Pradeep Sati
After Sales | R - GR1 - PSAO |  | R - GR1 - 800 LPM | Repair - GR1 - 800 LPM | 998719 | 0 | No. | 0 | 256590 | Part | 18 | 0 | YES | NO |  | NO | One-Time Repair & Restoration | 13-MAY-2026 5:08:14PM | Air Compressor | Scope | Fault diagnosis | repair | spares replacement | performance verification | Repair Warranty | 6 months on all replaced spares from date of replacement | Mobilisation | Engineer dispatch within 48–72 hours of PO + Advance receipt | Consumables | Included | Exclusions | Compressor Screw & Controller— see Exclusions) | [12 empty] | E1002 : Pradeep Sati | 13-MAY-2026 5:10:31PM | E1002 : Pradeep Sati
After Sales | R - GR2 - PSAO |  | R - GR2 - 100 LPM | Repair - GR2 - 100 LPM | 998719 | 0 | No. | 0 | 113310 | Part | 18 | 0 | YES | NO |  | NO | One-Time Repair & Restoration | 13-MAY-2026 5:08:14PM | Equipment Covered | Air Compressor + Air Dryer | Scope | Fault diagnosis | repair | spares replacement | Repair Warranty | 6 months on all replaced spares from date of replacement | Mobilisation | Engineer dispatch within 48–72 hours of PO + Advance receipt | Consumables | Included | Exclusions | Compressor Screw & Controller— see Exclusions) | [12 empty] | E1002 : Pradeep Sati | 13-MAY-2026 5:10:31PM | E1002 : Pradeep Sati
After Sales | R - GR2 - PSAO |  | R - GR2 - 1000 LPM | Repair - GR2 - 1000 LPM | 998719 | 0 | No. | 0 | 386820 | Part | 18 | 0 | YES | NO |  | NO | One-Time Repair & Restoration | 13-MAY-2026 5:08:15PM | Equipment Covered | Air Compressor + Air Dryer | Scope | Fault diagnosis | repair | spares replacement | Repair Warranty | 6 months on all replaced spares from date of replacement | Mobilisation | Engineer dispatch within 48–72 hours of PO + Advance receipt | Consumables | Included | Exclusions | Compressor Screw & Controller— see Exclusions) | [12 empty] | E1002 : Pradeep Sati | 13-MAY-2026 5:10:31PM | E1002 : Pradeep Sati
After Sales | R - GR2 - PSAO |  | R - GR2 - 150 LPM | Repair - GR2 - 150 LPM | 998719 | 0 | No. | 0 | 117792 | Part | 18 | 0 | YES | NO |  | NO | One-Time Repair & Restoration | 13-MAY-2026 5:08:14PM | Equipment Covered | Air Compressor + Air Dryer | Scope | Fault diagnosis | repair | spares replacement | Repair Warranty | 6 months on all replaced spares from date of replacement | Mobilisation | Engineer dispatch within 48–72 hours of PO + Advance receipt | Consumables | Included | Exclusions | Compressor Screw & Controller— see Exclusions) | [12 empty] | E1002 : Pradeep Sati | 13-MAY-2026 5:10:31PM | E1002 : Pradeep Sati
After Sales | R - GR2 - PSAO |  | R - GR2 - 200 LPM | Repair - GR2 - 200 LPM | 998719 | 0 | No. | 0 | 135720 | Part | 18 | 0 | YES | NO |  | NO | One-Time Repair & Restoration | 13-MAY-2026 5:08:14PM | Equipment Covered | Air Compressor + Air Dryer | Scope | Fault diagnosis | repair | spares replacement | Repair Warranty | 6 months on all replaced spares from date of replacement | Mobilisation | Engineer dispatch within 48–72 hours of PO + Advance receipt | Consumables | Included | Exclusions | Compressor Screw & Controller— see Exclusions) | [12 empty] | E1002 : Pradeep Sati | 13-MAY-2026 5:10:31PM | E1002 : Pradeep Sati
After Sales | R - GR2 - PSAO |  | R - GR2 - 250 LPM | Repair - GR2 - 250 LPM | 998719 | 0 | No. | 0 | 135720 | Part | 18 | 0 | YES | NO |  | NO | One-Time Repair & Restoration | 13-MAY-2026 5:08:14PM | Equipment Covered | Air Compressor + Air Dryer | Scope | Fault diagnosis | repair | spares replacement | Repair Warranty | 6 months on all replaced spares from date of replacement | Mobilisation | Engineer dispatch within 48–72 hours of PO + Advance receipt | Consumables | Included | Exclusions | Compressor Screw & Controller— see Exclusions) | [12 empty] | E1002 : Pradeep Sati | 13-MAY-2026 5:10:31PM | E1002 : Pradeep Sati
After Sales | R - GR2 - PSAO |  | R - GR2 - 300 LPM | Repair - GR2 - 300 LPM | 998719 | 0 | No. | 0 | 167130 | Part | 18 | 0 | YES | NO |  | NO | One-Time Repair & Restoration | 13-MAY-2026 5:08:14PM | Equipment Covered | Air Compressor + Air Dryer | Scope | Fault diagnosis | repair | spares replacement | Repair Warranty | 6 months on all replaced spares from date of replacement | Mobilisation | Engineer dispatch within 48–72 hours of PO + Advance receipt | Consumables | Included | Exclusions | Compressor Screw & Controller— see Exclusions) | [12 empty] | E1002 : Pradeep Sati | 13-MAY-2026 5:10:31PM | E1002 : Pradeep Sati
After Sales | R - GR2 - PSAO |  | R - GR2 - 400 LPM | Repair - GR2 - 400 LPM | 998719 | 0 | No. | 0 | 189540 | Part | 18 | 0 | YES | NO |  | NO | One-Time Repair & Restoration | 13-MAY-2026 5:08:15PM | Equipment Covered | Air Compressor + Air Dryer | Scope | Fault diagnosis | repair | spares replacement | Repair Warranty | 6 months on all replaced spares from date of replacement | Mobilisation | Engineer dispatch within 48–72 hours of PO + Advance receipt | Consumables | Included | Exclusions | Compressor Screw & Controller— see Exclusions) | [12 empty] | E1002 : Pradeep Sati | 13-MAY-2026 5:10:31PM | E1002 : Pradeep Sati
After Sales | R - GR2 - PSAO |  | R - GR2 - 50 LPM | Repair - GR2 - 50 LPM | 998719 | 0 | No. | 0 | 104346 | Part | 18 | 0 | YES | NO |  | NO | One-Time Repair & Restoration | 13-MAY-2026 5:08:14PM | Equipment Covered | Air Compressor + Air Dryer | Scope | Fault diagnosis | repair | spares replacement | Repair Warranty | 6 months on all replaced spares from date of replacement | Mobilisation | Engineer dispatch within 48–72 hours of PO + Advance receipt | Consumables | Included | Exclusions | Compressor Screw & Controller— see Exclusions) | [12 empty] | E1002 : Pradeep Sati | 13-MAY-2026 5:10:31PM | E1002 : Pradeep Sati
After Sales | R - GR2 - PSAO |  | R - GR2 - 500 LPM | Repair - GR2 - 500 LPM | 998719 | 0 | No. | 0 | 211950 | Part | 18 | 0 | YES | NO |  | NO | One-Time Repair & Restoration | 13-MAY-2026 5:08:15PM | Equipment Covered | Air Compressor + Air Dryer | Scope | Fault diagnosis | repair | spares replacement | Repair Warranty | 6 months on all replaced spares from date of replacement | Mobilisation | Engineer dispatch within 48–72 hours of PO + Advance receipt | Consumables | Included | Exclusions | Compressor Screw & Controller— see Exclusions) | [12 empty] | E1002 : Pradeep Sati | 13-MAY-2026 5:10:31PM | E1002 : Pradeep Sati
After Sales | R - GR2 - PSAO |  | R - GR2 - 600 LPM | Repair - GR2 - 600 LPM | 998719 | 0 | No. | 0 | 254565 | Part | 18 | 0 | YES | NO |  | NO | One-Time Repair & Restoration | 13-MAY-2026 5:08:15PM | Equipment Covered | Air Compressor + Air Dryer | Scope | Fault diagnosis | repair | spares replacement | Repair Warranty | 6 months on all replaced spares from date of replacement | Mobilisation | Engineer dispatch within 48–72 hours of PO + Advance receipt | Consumables | Included | Exclusions | Compressor Screw & Controller— see Exclusions) | [12 empty] | E1002 : Pradeep Sati | 13-MAY-2026 5:10:31PM | E1002 : Pradeep Sati
After Sales | R - GR2 - PSAO |  | R - GR2 - 700 LPM | Repair - GR2 - 700 LPM | 998719 | 0 | No. | 0 | 310590 | Part | 18 | 0 | YES | NO |  | NO | One-Time Repair & Restoration | 13-MAY-2026 5:08:15PM | Equipment Covered | Air Compressor + Air Dryer | Scope | Fault diagnosis | repair | spares replacement | Repair Warranty | 6 months on all replaced spares from date of replacement | Mobilisation | Engineer dispatch within 48–72 hours of PO + Advance receipt | Consumables | Included | Exclusions | Compressor Screw & Controller— see Exclusions) | [12 empty] | E1002 : Pradeep Sati | 13-MAY-2026 5:10:31PM | E1002 : Pradeep Sati
After Sales | R - GR2 - PSAO |  | R - GR2 - 800 LPM | Repair - GR2 - 800 LPM | 998719 | 0 | No. | 0 | 319590 | Part | 18 | 0 | YES | NO |  | NO | One-Time Repair & Restoration | 13-MAY-2026 5:08:15PM | Equipment Covered | Air Compressor + Air Dryer | Scope | Fault diagnosis | repair | spares replacement | Repair Warranty | 6 months on all replaced spares from date of replacement | Mobilisation | Engineer dispatch within 48–72 hours of PO + Advance receipt | Consumables | Included | Exclusions | Compressor Screw & Controller— see Exclusions) | [12 empty] | E1002 : Pradeep Sati | 13-MAY-2026 5:10:31PM | E1002 : Pradeep Sati
After Sales | R - GR3 - PSAO |  | R - GR3 - 100 LPM | Repair - GR3 - 100 LPM | 998719 | 0 | No. | 0 | 45900 | Part | 18 | 0 | YES | NO |  | NO | One-Time Repair & Restoration | 13-MAY-2026 5:08:15PM | Equipment Covered | Air Dryer | Scope | Fault diagnosis | repair | spares replacement | Repair Warranty | 6 months on all replaced spares from date of replacement | Mobilisation | Engineer dispatch within 48–72 hours of PO + Advance receipt | Consumables | Included | [14 empty] | E1002 : Pradeep Sati | 13-MAY-2026 5:10:31PM | E1002 : Pradeep Sati
After Sales | R - GR3 - PSAO |  | R - GR3 - 1000 LPM | Repair - GR3 - 1000 LPM | 998719 | 0 | No. | 0 | 72900 | Part | 18 | 0 | YES | NO |  | NO | One-Time Repair & Restoration | 13-MAY-2026 5:08:15PM | Equipment Covered | Air Dryer | Scope | Fault diagnosis | repair | spares replacement | Repair Warranty | 6 months on all replaced spares from date of replacement | Mobilisation | Engineer dispatch within 48–72 hours of PO + Advance receipt | Consumables | Included | [14 empty] | E1002 : Pradeep Sati | 13-MAY-2026 5:10:31PM | E1002 : Pradeep Sati
After Sales | R - GR3 - PSAO |  | R - GR3 - 150 LPM | Repair - GR3 - 150 LPM | 998719 | 0 | No. | 0 | 45900 | Part | 18 | 0 | YES | NO |  | NO | One-Time Repair & Restoration | 13-MAY-2026 5:08:15PM | Equipment Covered | Air Dryer | Scope | Fault diagnosis | repair | spares replacement | Repair Warranty | 6 months on all replaced spares from date of replacement | Mobilisation | Engineer dispatch within 48–72 hours of PO + Advance receipt | Consumables | Included | [14 empty] | E1002 : Pradeep Sati | 13-MAY-2026 5:10:31PM | E1002 : Pradeep Sati
After Sales | R - GR3 - PSAO |  | R - GR3 - 200 LPM | Repair - GR3 - 200 LPM | 998719 | 0 | No. | 0 | 45900 | Part | 18 | 0 | YES | NO |  | NO | One-Time Repair & Restoration | 13-MAY-2026 5:08:15PM | Equipment Covered | Air Dryer | Scope | Fault diagnosis | repair | spares replacement | Repair Warranty | 6 months on all replaced spares from date of replacement | Mobilisation | Engineer dispatch within 48–72 hours of PO + Advance receipt | Consumables | Included | [14 empty] | E1002 : Pradeep Sati | 13-MAY-2026 5:10:31PM | E1002 : Pradeep Sati
After Sales | R - GR3 - PSAO |  | R - GR3 - 250 LPM | Repair - GR3 - 250 LPM | 998719 | 0 | No. | 0 | 45900 | Part | 18 | 0 | YES | NO |  | NO | One-Time Repair & Restoration | 13-MAY-2026 5:08:15PM | Equipment Covered | Air Dryer | Scope | Fault diagnosis | repair | spares replacement | Repair Warranty | 6 months on all replaced spares from date of replacement | Mobilisation | Engineer dispatch within 48–72 hours of PO + Advance receipt | Consumables | Included | [14 empty] | E1002 : Pradeep Sati | 13-MAY-2026 5:10:31PM | E1002 : Pradeep Sati
After Sales | R - GR3 - PSAO |  | R - GR3 - 300 LPM | Repair - GR3 - 300 LPM | 998719 | 0 | No. | 0 | 54900 | Part | 18 | 0 | YES | NO |  | NO | One-Time Repair & Restoration | 13-MAY-2026 5:08:15PM | Equipment Covered | Air Dryer | Scope | Fault diagnosis | repair | spares replacement | Repair Warranty | 6 months on all replaced spares from date of replacement | Mobilisation | Engineer dispatch within 48–72 hours of PO + Advance receipt | Consumables | Included | [14 empty] | E1002 : Pradeep Sati | 13-MAY-2026 5:10:31PM | E1002 : Pradeep Sati
After Sales | R - GR3 - PSAO |  | R - GR3 - 400 LPM | Repair - GR3 - 400 LPM | 998719 | 0 | No. | 0 | 54900 | Part | 18 | 0 | YES | NO |  | NO | One-Time Repair & Restoration | 13-MAY-2026 5:08:15PM | Equipment Covered | Air Dryer | Scope | Fault diagnosis | repair | spares replacement | Repair Warranty | 6 months on all replaced spares from date of replacement | Mobilisation | Engineer dispatch within 48–72 hours of PO + Advance receipt | Consumables | Included | [14 empty] | E1002 : Pradeep Sati | 13-MAY-2026 5:10:31PM | E1002 : Pradeep Sati
After Sales | R - GR3 - PSAO |  | R - GR3 - 50 LPM | Repair - GR3 - 50 LPM | 998719 | 0 | No. | 0 | 45900 | Part | 18 | 0 | YES | NO |  | NO | One-Time Repair & Restoration | 13-MAY-2026 5:08:15PM | Equipment Covered | Air Dryer | Scope | Fault diagnosis | repair | spares replacement | Repair Warranty | 6 months on all replaced spares from date of replacement | Mobilisation | Engineer dispatch within 48–72 hours of PO + Advance receipt | Consumables | Included | [14 empty] | E1002 : Pradeep Sati | 13-MAY-2026 5:10:31PM | E1002 : Pradeep Sati
After Sales | R - GR3 - PSAO |  | R - GR3 - 500 LPM | Repair - GR3 - 500 LPM | 998719 | 0 | No. | 0 | 54900 | Part | 18 | 0 | YES | NO |  | NO | One-Time Repair & Restoration | 13-MAY-2026 5:08:15PM | Equipment Covered | Air Dryer | Scope | Fault diagnosis | repair | spares replacement | Repair Warranty | 6 months on all replaced spares from date of replacement | Mobilisation | Engineer dispatch within 48–72 hours of PO + Advance receipt | Consumables | Included | [14 empty] | E1002 : Pradeep Sati | 13-MAY-2026 5:10:31PM | E1002 : Pradeep Sati
After Sales | R - GR3 - PSAO |  | R - GR3 - 600 LPM | Repair - GR3 - 600 LPM | 998719 | 0 | No. | 0 | 63900 | Part | 18 | 0 | YES | NO |  | NO | One-Time Repair & Restoration | 13-MAY-2026 5:08:15PM | Equipment Covered | Air Dryer | Scope | Fault diagnosis | repair | spares replacement | Repair Warranty | 6 months on all replaced spares from date of replacement | Mobilisation | Engineer dispatch within 48–72 hours of PO + Advance receipt | Consumables | Included | [14 empty] | E1002 : Pradeep Sati | 13-MAY-2026 5:10:31PM | E1002 : Pradeep Sati
After Sales | R - GR3 - PSAO |  | R - GR3 - 700 LPM | Repair - GR3 - 700 LPM | 998719 | 0 | No. | 0 | 63900 | Part | 18 | 0 | YES | NO |  | NO | One-Time Repair & Restoration | 13-MAY-2026 5:08:15PM | Equipment Covered | Air Dryer | Scope | Fault diagnosis | repair | spares replacement | Repair Warranty | 6 months on all replaced spares from date of replacement | Mobilisation | Engineer dispatch within 48–72 hours of PO + Advance receipt | Consumables | Included | [14 empty] | E1002 : Pradeep Sati | 13-MAY-2026 5:10:31PM | E1002 : Pradeep Sati
After Sales | R - GR3 - PSAO |  | R - GR3 - 800 LPM | Repair - GR3 - 800 LPM | 998719 | 0 | No. | 0 | 72900 | Part | 18 | 0 | YES | NO |  | NO | One-Time Repair & Restoration | 13-MAY-2026 5:08:15PM | Equipment Covered | Air Dryer | Scope | Fault diagnosis | repair | spares replacement | Repair Warranty | 6 months on all replaced spares from date of replacement | Mobilisation | Engineer dispatch within 48–72 hours of PO + Advance receipt | Consumables | Included | [14 empty] | E1002 : Pradeep Sati | 13-MAY-2026 5:10:31PM | E1002 : Pradeep Sati
After Sales | R - GR4 - PSAO |  | R - GR4 - 100 LPM | Repair - GR4 - 100 LPM | 998719 | 0 | No. | 0 | 452280 | Part | 18 | 0 | YES | NO |  | NO | One-Time Repair & Restoration | 13-MAY-2026 5:08:15PM | Equipment Covered | Air compressor + Air Dryer + Air Receiver + PSA Module + Storage Tank + Servo Stabilizer + UPS | Scope | Fault diagnosis | repair | spares replacement | Repair Warranty | 6 months on all replaced spares from date of replacement | Mobilisation | Engineer dispatch within 48–72 hours of PO + Advance receipt | Consumables | Included | Exclusions | Air compressor Screw | Controller | ZMS— see Exclusions | [10 empty] | E1002 : Pradeep Sati | 13-MAY-2026 5:10:31PM | E1002 : Pradeep Sati
After Sales | R - GR4 - PSAO |  | R - GR4 - 1000 LPM | Repair - GR4 - 1000 LPM | 998719 | 0 | No. | 0 | 852960 | Part | 18 | 0 | YES | NO |  | NO | One-Time Repair & Restoration | 13-MAY-2026 5:08:15PM | Equipment Covered | Air compressor + Air Dryer + Air Receiver + PSA Module + Storage Tank + Servo Stabilizer + UPS | Scope | Fault diagnosis | repair | spares replacement | Repair Warranty | 6 months on all replaced spares from date of replacement | Mobilisation | Engineer dispatch within 48–72 hours of PO + Advance receipt | Consumables | Included | Exclusions | Air compressor Screw | Controller | ZMS— see Exclusions | [10 empty] | E1002 : Pradeep Sati | 13-MAY-2026 5:10:31PM | E1002 : Pradeep Sati
After Sales | R - GR4 - PSAO |  | R - GR4 - 150 LPM | Repair - GR4 - 150 LPM | 998719 | 0 | No. | 0 | 458256 | Part | 18 | 0 | YES | NO |  | NO | One-Time Repair & Restoration | 13-MAY-2026 5:08:15PM | Equipment Covered | Air compressor + Air Dryer + Air Receiver + PSA Module + Storage Tank + Servo Stabilizer + UPS | Scope | Fault diagnosis | repair | spares replacement | Repair Warranty | 6 months on all replaced spares from date of replacement | Mobilisation | Engineer dispatch within 48–72 hours of PO + Advance receipt | Consumables | Included | Exclusions | Air compressor Screw | Controller | ZMS— see Exclusions | [10 empty] | E1002 : Pradeep Sati | 13-MAY-2026 5:10:31PM | E1002 : Pradeep Sati
After Sales | R - GR4 - PSAO |  | R - GR4 - 200 LPM | Repair - GR4 - 200 LPM | 998719 | 0 | No. | 0 | 486960 | Part | 18 | 0 | YES | NO |  | NO | One-Time Repair & Restoration | 13-MAY-2026 5:08:15PM | Equipment Covered | Air compressor + Air Dryer + Air Receiver + PSA Module + Storage Tank + Servo Stabilizer + UPS | Scope | Fault diagnosis | repair | spares replacement | Repair Warranty | 6 months on all replaced spares from date of replacement | Mobilisation | Engineer dispatch within 48–72 hours of PO + Advance receipt | Consumables | Included | Exclusions | Air compressor Screw | Controller | ZMS— see Exclusions | [10 empty] | E1002 : Pradeep Sati | 13-MAY-2026 5:10:31PM | E1002 : Pradeep Sati
After Sales | R - GR4 - PSAO |  | R - GR4 - 250 LPM | Repair - GR4 - 250 LPM | 998719 | 0 | No. | 0 | 494160 | Part | 18 | 0 | YES | NO |  | NO | One-Time Repair & Restoration | 13-MAY-2026 5:08:15PM | Equipment Covered | Air compressor + Air Dryer + Air Receiver + PSA Module + Storage Tank + Servo Stabilizer + UPS | Scope | Fault diagnosis | repair | spares replacement | Repair Warranty | 6 months on all replaced spares from date of replacement | Mobilisation | Engineer dispatch within 48–72 hours of PO + Advance receipt | Consumables | Included | Exclusions | Air compressor Screw | Controller | ZMS— see Exclusions | [10 empty] | E1002 : Pradeep Sati | 13-MAY-2026 5:10:31PM | E1002 : Pradeep Sati
After Sales | R - GR4 - PSAO |  | R - GR4 - 300 LPM | Repair - GR4 - 300 LPM | 998719 | 0 | No. | 0 | 524040 | Part | 18 | 0 | YES | NO |  | NO | One-Time Repair & Restoration | 13-MAY-2026 5:08:15PM | Equipment Covered | Air compressor + Air Dryer + Air Receiver + PSA Module + Storage Tank + Servo Stabilizer + UPS | Scope | Fault diagnosis | repair | spares replacement | Repair Warranty | 6 months on all replaced spares from date of replacement | Mobilisation | Engineer dispatch within 48–72 hours of PO + Advance receipt | Consumables | Included | Exclusions | Air compressor Screw | Controller | ZMS— see Exclusions | [10 empty] | E1002 : Pradeep Sati | 13-MAY-2026 5:10:31PM | E1002 : Pradeep Sati
After Sales | R - GR4 - PSAO |  | R - GR4 - 400 LPM | Repair - GR4 - 400 LPM | 998719 | 0 | No. | 0 | 565920 | Part | 18 | 0 | YES | NO |  | NO | One-Time Repair & Restoration | 13-MAY-2026 5:08:15PM | Equipment Covered | Air compressor + Air Dryer + Air Receiver + PSA Module + Storage Tank + Servo Stabilizer + UPS | Scope | Fault diagnosis | repair | spares replacement | Repair Warranty | 6 months on all replaced spares from date of replacement | Mobilisation | Engineer dispatch within 48–72 hours of PO + Advance receipt | Consumables | Included | Exclusions | Air compressor Screw | Controller | ZMS— see Exclusions | [10 empty] | E1002 : Pradeep Sati | 13-MAY-2026 5:10:31PM | E1002 : Pradeep Sati
After Sales | R - GR4 - PSAO |  | R - GR4 - 50 LPM | Repair - GR4 - 50 LPM | 998719 | 0 | No. | 0 | 387528 | Part | 18 | 0 | YES | NO |  | NO | One-Time Repair & Restoration | 13-MAY-2026 5:08:15PM | Equipment Covered | Air compressor + Air Dryer + Air Receiver + PSA Module + Storage Tank + Servo Stabilizer + UPS | Scope | Fault diagnosis | repair | spares replacement | Repair Warranty | 6 months on all replaced spares from date of replacement | Mobilisation | Engineer dispatch within 48–72 hours of PO + Advance receipt | Consumables | Included | Exclusions | Air compressor Screw | Controller | ZMS— see Exclusions | [10 empty] | E1002 : Pradeep Sati | 13-MAY-2026 5:10:31PM | E1002 : Pradeep Sati
After Sales | R - GR4 - PSAO |  | R - GR4 - 500 LPM | Repair - GR4 - 500 LPM | 998719 | 0 | No. | 0 | 595800 | Part | 18 | 0 | YES | NO |  | NO | One-Time Repair & Restoration | 13-MAY-2026 5:08:15PM | Equipment Covered | Air compressor + Air Dryer + Air Receiver + PSA Module + Storage Tank + Servo Stabilizer + UPS | Scope | Fault diagnosis | repair | spares replacement | Repair Warranty | 6 months on all replaced spares from date of replacement | Mobilisation | Engineer dispatch within 48–72 hours of PO + Advance receipt | Consumables | Included | Exclusions | Air compressor Screw | Controller | ZMS— see Exclusions | [10 empty] | E1002 : Pradeep Sati | 13-MAY-2026 5:10:31PM | E1002 : Pradeep Sati
After Sales | R - GR4 - PSAO |  | R - GR4 - 600 LPM | Repair - GR4 - 600 LPM | 998719 | 0 | No. | 0 | 652620 | Part | 18 | 0 | YES | NO |  | NO | One-Time Repair & Restoration | 13-MAY-2026 5:08:15PM | Equipment Covered | Air compressor + Air Dryer + Air Receiver + PSA Module + Storage Tank + Servo Stabilizer + UPS | Scope | Fault diagnosis | repair | spares replacement | Repair Warranty | 6 months on all replaced spares from date of replacement | Mobilisation | Engineer dispatch within 48–72 hours of PO + Advance receipt | Consumables | Included | Exclusions | Air compressor Screw | Controller | ZMS— see Exclusions | [10 empty] | E1002 : Pradeep Sati | 13-MAY-2026 5:10:31PM | E1002 : Pradeep Sati
After Sales | R - GR4 - PSAO |  | R - GR4 - 700 LPM | Repair - GR4 - 700 LPM | 998719 | 0 | No. | 0 | 727320 | Part | 18 | 0 | YES | NO |  | NO | One-Time Repair & Restoration | 13-MAY-2026 5:08:15PM | Equipment Covered | Air compressor + Air Dryer + Air Receiver + PSA Module + Storage Tank + Servo Stabilizer + UPS | Scope | Fault diagnosis | repair | spares replacement | Repair Warranty | 6 months on all replaced spares from date of replacement | Mobilisation | Engineer dispatch within 48–72 hours of PO + Advance receipt | Consumables | Included | Exclusions | Air compressor Screw | Controller | ZMS— see Exclusions | [10 empty] | E1002 : Pradeep Sati | 13-MAY-2026 5:10:31PM | E1002 : Pradeep Sati
After Sales | R - GR4 - PSAO |  | R - GR4 - 800 LPM | Repair - GR4 - 800 LPM | 998719 | 0 | No. | 0 | 751320 | Part | 18 | 0 | YES | NO |  | NO | One-Time Repair & Restoration | 13-MAY-2026 5:08:15PM | Equipment Covered | Air compressor + Air Dryer + Air Receiver + PSA Module + Storage Tank + Servo Stabilizer + UPS | Scope | Fault diagnosis | repair | spares replacement | Repair Warranty | 6 months on all replaced spares from date of replacement | Mobilisation | Engineer dispatch within 48–72 hours of PO + Advance receipt | Consumables | Included | Exclusions | Air compressor Screw | Controller | ZMS— see Exclusions | [10 empty] | E1002 : Pradeep Sati | 13-MAY-2026 5:10:31PM | E1002 : Pradeep Sati
After Sales | R - GR5 - PSAO |  | R - GR5 - 100 LPM | Repair - GR5 - 100 LPM | 998719 | 0 | No. | 0 | 36900 | Part | 18 | 0 | YES | NO |  | NO | One-Time Repair & Restoration | 13-MAY-2026 5:08:15PM | Equipment Covered | Servo Stabilizer only | Scope | Fault diagnosis | repair | spares replacement | Repair Warranty | 6 months on all replaced spares from date of replacement | Mobilisation | Engineer dispatch within 48–72 hours of PO + Advance receipt | Consumables | Included | [14 empty] | E1002 : Pradeep Sati | 13-MAY-2026 5:10:32PM | E1002 : Pradeep Sati
After Sales | R - GR5 - PSAO |  | R - GR5 - 1000 LPM | Repair - GR5 - 1000 LPM | 998719 | 0 | No. | 0 | 81900 | Part | 18 | 0 | YES | NO |  | NO | One-Time Repair & Restoration | 13-MAY-2026 5:08:15PM | Equipment Covered | Servo Stabilizer only | Scope | Fault diagnosis | repair | spares replacement | Repair Warranty | 6 months on all replaced spares from date of replacement | Mobilisation | Engineer dispatch within 48–72 hours of PO + Advance receipt | Consumables | Included | [14 empty] | E1002 : Pradeep Sati | 13-MAY-2026 5:10:32PM | E1002 : Pradeep Sati
After Sales | R - GR5 - PSAO |  | R - GR5 - 150 LPM | Repair - GR5 - 150 LPM | 998719 | 0 | No. | 0 | 41400 | Part | 18 | 0 | YES | NO |  | NO | One-Time Repair & Restoration | 13-MAY-2026 5:08:15PM | Equipment Covered | Servo Stabilizer only | Scope | Fault diagnosis | repair | spares replacement | Repair Warranty | 6 months on all replaced spares from date of replacement | Mobilisation | Engineer dispatch within 48–72 hours of PO + Advance receipt | Consumables | Included | [14 empty] | E1002 : Pradeep Sati | 13-MAY-2026 5:10:32PM | E1002 : Pradeep Sati
After Sales | R - GR5 - PSAO |  | R - GR5 - 200 LPM | Repair - GR5 - 200 LPM | 998719 | 0 | No. | 0 | 45900 | Part | 18 | 0 | YES | NO |  | NO | One-Time Repair & Restoration | 13-MAY-2026 5:08:15PM | Equipment Covered | Servo Stabilizer only | Scope | Fault diagnosis | repair | spares replacement | Repair Warranty | 6 months on all replaced spares from date of replacement | Mobilisation | Engineer dispatch within 48–72 hours of PO + Advance receipt | Consumables | Included | [14 empty] | E1002 : Pradeep Sati | 13-MAY-2026 5:10:32PM | E1002 : Pradeep Sati
After Sales | R - GR5 - PSAO |  | R - GR5 - 250 LPM | Repair - GR5 - 250 LPM | 998719 | 0 | No. | 0 | 54900 | Part | 18 | 0 | YES | NO |  | NO | One-Time Repair & Restoration | 13-MAY-2026 5:08:15PM | Equipment Covered | Servo Stabilizer only | Scope | Fault diagnosis | repair | spares replacement | Repair Warranty | 6 months on all replaced spares from date of replacement | Mobilisation | Engineer dispatch within 48–72 hours of PO + Advance receipt | Consumables | Included | [14 empty] | E1002 : Pradeep Sati | 13-MAY-2026 5:10:32PM | E1002 : Pradeep Sati
After Sales | R - GR5 - PSAO |  | R - GR5 - 300 LPM | Repair - GR5 - 300 LPM | 998719 | 0 | No. | 0 | 54900 | Part | 18 | 0 | YES | NO |  | NO | One-Time Repair & Restoration | 13-MAY-2026 5:08:15PM | Equipment Covered | Servo Stabilizer only | Scope | Fault diagnosis | repair | spares replacement | Repair Warranty | 6 months on all replaced spares from date of replacement | Mobilisation | Engineer dispatch within 48–72 hours of PO + Advance receipt | Consumables | Included | [14 empty] | E1002 : Pradeep Sati | 13-MAY-2026 5:10:32PM | E1002 : Pradeep Sati
After Sales | R - GR5 - PSAO |  | R - GR5 - 400 LPM | Repair - GR5 - 400 LPM | 998719 | 0 | No. | 0 | 54900 | Part | 18 | 0 | YES | NO |  | NO | One-Time Repair & Restoration | 13-MAY-2026 5:08:15PM | Equipment Covered | Servo Stabilizer only | Scope | Fault diagnosis | repair | spares replacement | Repair Warranty | 6 months on all replaced spares from date of replacement | Mobilisation | Engineer dispatch within 48–72 hours of PO + Advance receipt | Consumables | Included | [14 empty] | E1002 : Pradeep Sati | 13-MAY-2026 5:10:32PM | E1002 : Pradeep Sati
After Sales | R - GR5 - PSAO |  | R - GR5 - 50 LPM | Repair - GR5 - 50 LPM | 998719 | 0 | No. | 0 | 32400 | Part | 18 | 0 | YES | NO |  | NO | One-Time Repair & Restoration | 13-MAY-2026 5:08:15PM | Equipment Covered | Servo Stabilizer only | Scope | Fault diagnosis | repair | spares replacement | Repair Warranty | 6 months on all replaced spares from date of replacement | Mobilisation | Engineer dispatch within 48–72 hours of PO + Advance receipt | Consumables | Included | [14 empty] | E1002 : Pradeep Sati | 13-MAY-2026 5:10:32PM | E1002 : Pradeep Sati
After Sales | R - GR5 - PSAO |  | R - GR5 - 500 LPM | Repair - GR5 - 500 LPM | 998719 | 0 | No. | 0 | 63900 | Part | 18 | 0 | YES | NO |  | NO | One-Time Repair & Restoration | 13-MAY-2026 5:08:15PM | Equipment Covered | Servo Stabilizer only | Scope | Fault diagnosis | repair | spares replacement | Repair Warranty | 6 months on all replaced spares from date of replacement | Mobilisation | Engineer dispatch within 48–72 hours of PO + Advance receipt | Consumables | Included | [14 empty] | E1002 : Pradeep Sati | 13-MAY-2026 5:10:32PM | E1002 : Pradeep Sati
After Sales | R - GR5 - PSAO |  | R - GR5 - 600 LPM | Repair - GR5 - 600 LPM | 998719 | 0 | No. | 0 | 63900 | Part | 18 | 0 | YES | NO |  | NO | One-Time Repair & Restoration | 13-MAY-2026 5:08:15PM | Equipment Covered | Servo Stabilizer only | Scope | Fault diagnosis | repair | spares replacement | Repair Warranty | 6 months on all replaced spares from date of replacement | Mobilisation | Engineer dispatch within 48–72 hours of PO + Advance receipt | Consumables | Included | [14 empty] | E1002 : Pradeep Sati | 13-MAY-2026 5:10:32PM | E1002 : Pradeep Sati
After Sales | R - GR5 - PSAO |  | R - GR5 - 700 LPM | Repair - GR5 - 700 LPM | 998719 | 0 | No. | 0 | 81900 | Part | 18 | 0 | YES | NO |  | NO | One-Time Repair & Restoration | 13-MAY-2026 5:08:15PM | Equipment Covered | Servo Stabilizer only | Scope | Fault diagnosis | repair | spares replacement | Repair Warranty | 6 months on all replaced spares from date of replacement | Mobilisation | Engineer dispatch within 48–72 hours of PO + Advance receipt | Consumables | Included | [14 empty] | E1002 : Pradeep Sati | 13-MAY-2026 5:10:32PM | E1002 : Pradeep Sati
After Sales | R - GR5 - PSAO |  | R - GR5 - 800 LPM | Repair - GR5 - 800 LPM | 998719 | 0 | No. | 0 | 81900 | Part | 18 | 0 | YES | NO |  | NO | One-Time Repair & Restoration | 13-MAY-2026 5:08:15PM | Equipment Covered | Servo Stabilizer only | Scope | Fault diagnosis | repair | spares replacement | Repair Warranty | 6 months on all replaced spares from date of replacement | Mobilisation | Engineer dispatch within 48–72 hours of PO + Advance receipt | Consumables | Included | [14 empty] | E1002 : Pradeep Sati | 13-MAY-2026 5:10:32PM | E1002 : Pradeep Sati
After Sales | R - GR6 - PSAO |  | R - GR6 - 100 LPM | Repair - GR6 - 100 LPM | 998719 | 0 | No. | 0 | 235300 | Part | 18 | 0 | YES | NO |  | NO | One-Time Repair & Restoration | 13-MAY-2026 5:08:15PM | Equipment Covered | PSA Module Only | Scope | Fault diagnosis | repair | spares replacement | Repair Warranty | 6 months on all replaced spares from date of replacement | Mobilisation | Engineer dispatch within 48–72 hours of PO + Advance receipt | Consumables | Included | Exclusions | ZMS replacement — see Exclusions | [12 empty] | E1002 : Pradeep Sati | 13-MAY-2026 5:10:32PM | E1002 : Pradeep Sati
After Sales | R - GR6 - PSAO |  | R - GR6 - 1000 LPM | Repair - GR6 - 1000 LPM | 998719 | 0 | No. | 0 | 409700 | Part | 18 | 0 | YES | NO |  | NO | One-Time Repair & Restoration | 13-MAY-2026 5:08:15PM | Equipment Covered | PSA Module Only | Scope | Fault diagnosis | repair | spares replacement | Repair Warranty | 6 months on all replaced spares from date of replacement | Mobilisation | Engineer dispatch within 48–72 hours of PO + Advance receipt | Consumables | Included | Exclusions | ZMS replacement — see Exclusions | [12 empty] | E1002 : Pradeep Sati | 13-MAY-2026 5:10:32PM | E1002 : Pradeep Sati
After Sales | R - GR6 - PSAO |  | R - GR6 - 150 LPM | Repair - GR6 - 150 LPM | 998719 | 0 | No. | 0 | 253400 | Part | 18 | 0 | YES | NO |  | NO | One-Time Repair & Restoration | 13-MAY-2026 5:08:15PM | Equipment Covered | PSA Module Only | Scope | Fault diagnosis | repair | spares replacement | Repair Warranty | 6 months on all replaced spares from date of replacement | Mobilisation | Engineer dispatch within 48–72 hours of PO + Advance receipt | Consumables | Included | Exclusions | ZMS replacement — see Exclusions | [12 empty] | E1002 : Pradeep Sati | 13-MAY-2026 5:10:32PM | E1002 : Pradeep Sati
After Sales | R - GR6 - PSAO |  | R - GR6 - 200 LPM | Repair - GR6 - 200 LPM | 998719 | 0 | No. | 0 | 259000 | Part | 18 | 0 | YES | NO |  | NO | One-Time Repair & Restoration | 13-MAY-2026 5:08:15PM | Equipment Covered | PSA Module Only | Scope | Fault diagnosis | repair | spares replacement | Repair Warranty | 6 months on all replaced spares from date of replacement | Mobilisation | Engineer dispatch within 48–72 hours of PO + Advance receipt | Consumables | Included | Exclusions | ZMS replacement — see Exclusions | [12 empty] | E1002 : Pradeep Sati | 13-MAY-2026 5:10:32PM | E1002 : Pradeep Sati
After Sales | R - GR6 - PSAO |  | R - GR6 - 250 LPM | Repair - GR6 - 250 LPM | 998719 | 0 | No. | 0 | 286500 | Part | 18 | 0 | YES | NO |  | NO | One-Time Repair & Restoration | 13-MAY-2026 5:08:15PM | Equipment Covered | PSA Module Only | Scope | Fault diagnosis | repair | spares replacement | Repair Warranty | 6 months on all replaced spares from date of replacement | Mobilisation | Engineer dispatch within 48–72 hours of PO + Advance receipt | Consumables | Included | Exclusions | ZMS replacement — see Exclusions | [12 empty] | E1002 : Pradeep Sati | 13-MAY-2026 5:10:32PM | E1002 : Pradeep Sati
After Sales | R - GR6 - PSAO |  | R - GR6 - 300 LPM | Repair - GR6 - 300 LPM | 998719 | 0 | No. | 0 | 286500 | Part | 18 | 0 | YES | NO |  | NO | One-Time Repair & Restoration | 13-MAY-2026 5:08:15PM | Equipment Covered | PSA Module Only | Scope | Fault diagnosis | repair | spares replacement | Repair Warranty | 6 months on all replaced spares from date of replacement | Mobilisation | Engineer dispatch within 48–72 hours of PO + Advance receipt | Consumables | Included | Exclusions | ZMS replacement — see Exclusions | [12 empty] | E1002 : Pradeep Sati | 13-MAY-2026 5:10:32PM | E1002 : Pradeep Sati
After Sales | R - GR6 - PSAO |  | R - GR6 - 400 LPM | Repair - GR6 - 400 LPM | 998719 | 0 | No. | 0 | 301500 | Part | 18 | 0 | YES | NO |  | NO | One-Time Repair & Restoration | 13-MAY-2026 5:08:15PM | Equipment Covered | PSA Module Only | Scope | Fault diagnosis | repair | spares replacement | Repair Warranty | 6 months on all replaced spares from date of replacement | Mobilisation | Engineer dispatch within 48–72 hours of PO + Advance receipt | Consumables | Included | Exclusions | ZMS replacement — see Exclusions | [12 empty] | E1002 : Pradeep Sati | 13-MAY-2026 5:10:32PM | E1002 : Pradeep Sati
After Sales | R - GR6 - PSAO |  | R - GR6 - 50 LPM | Repair - GR6 - 50 LPM | 998719 | 0 | No. | 0 | 164400 | Part | 18 | 0 | YES | NO |  | NO | One-Time Repair & Restoration | 13-MAY-2026 5:08:15PM | Equipment Covered | PSA Module Only | Scope | Fault diagnosis | repair | spares replacement | Repair Warranty | 6 months on all replaced spares from date of replacement | Mobilisation | Engineer dispatch within 48–72 hours of PO + Advance receipt | Consumables | Included | Exclusions | ZMS replacement — see Exclusions | [12 empty] | E1002 : Pradeep Sati | 13-MAY-2026 5:10:32PM | E1002 : Pradeep Sati
After Sales | R - GR6 - PSAO |  | R - GR6 - 500 LPM | Repair - GR6 - 500 LPM | 998719 | 0 | No. | 0 | 341700 | Part | 18 | 0 | YES | NO |  | NO | One-Time Repair & Restoration | 13-MAY-2026 5:08:15PM | Equipment Covered | PSA Module Only | Scope | Fault diagnosis | repair | spares replacement | Repair Warranty | 6 months on all replaced spares from date of replacement | Mobilisation | Engineer dispatch within 48–72 hours of PO + Advance receipt | Consumables | Included | Exclusions | ZMS replacement — see Exclusions | [12 empty] | E1002 : Pradeep Sati | 13-MAY-2026 5:10:32PM | E1002 : Pradeep Sati
After Sales | R - GR6 - PSAO |  | R - GR6 - 600 LPM | Repair - GR6 - 600 LPM | 998719 | 0 | No. | 0 | 358700 | Part | 18 | 0 | YES | NO |  | NO | One-Time Repair & Restoration | 13-MAY-2026 5:08:15PM | Equipment Covered | PSA Module Only | Scope | Fault diagnosis | repair | spares replacement | Repair Warranty | 6 months on all replaced spares from date of replacement | Mobilisation | Engineer dispatch within 48–72 hours of PO + Advance receipt | Consumables | Included | Exclusions | ZMS replacement — see Exclusions | [12 empty] | E1002 : Pradeep Sati | 13-MAY-2026 5:10:32PM | E1002 : Pradeep Sati
After Sales | R - GR6 - PSAO |  | R - GR6 - 700 LPM | Repair - GR6 - 700 LPM | 998719 | 0 | No. | 0 | 358700 | Part | 18 | 0 | YES | NO |  | NO | One-Time Repair & Restoration | 13-MAY-2026 5:08:15PM | Equipment Covered | PSA Module Only | Scope | Fault diagnosis | repair | spares replacement | Repair Warranty | 6 months on all replaced spares from date of replacement | Mobilisation | Engineer dispatch within 48–72 hours of PO + Advance receipt | Consumables | Included | Exclusions | ZMS replacement — see Exclusions | [12 empty] | E1002 : Pradeep Sati | 13-MAY-2026 5:10:32PM | E1002 : Pradeep Sati
After Sales | R - GR6 - PSAO |  | R - GR6 - 800 LPM | Repair - GR6 - 800 LPM | 998719 | 0 | No. | 0 | 392700 | Part | 18 | 0 | YES | NO |  | NO | One-Time Repair & Restoration | 13-MAY-2026 5:08:15PM | Equipment Covered | PSA Module Only | Scope | Fault diagnosis | repair | spares replacement | Repair Warranty | 6 months on all replaced spares from date of replacement | Mobilisation | Engineer dispatch within 48–72 hours of PO + Advance receipt | Consumables | Included | Exclusions | ZMS replacement — see Exclusions | [12 empty] | E1002 : Pradeep Sati | 13-MAY-2026 5:10:32PM | E1002 : Pradeep Sati
After Sales | R - GR7 - PSAO |  | R - GR7 - 100 LPM | Repair - GR7 - 100 LPM | 998719 | 0 | No. | 0 | 320280 | Part | 18 | 0 | YES | NO |  | NO | One-Time Repair & Restoration | 13-MAY-2026 5:08:15PM | Equipment Covered | Air Compressor + PSA Module | Scope | Fault diagnosis | repair | spares replacement | Repair Warranty | 6 months on all replaced spares from date of replacement | Mobilisation | Engineer dispatch within 48–72 hours of PO + Advance receipt | Consumables | Included | Exclusions | Air compressor Screw | Controller | ZMS— see Exclusions | [10 empty] | E1002 : Pradeep Sati | 13-MAY-2026 5:10:32PM | E1002 : Pradeep Sati
After Sales | R - GR7 - PSAO |  | R - GR7 - 1000 LPM | Repair - GR7 - 1000 LPM | 998719 | 0 | No. | 0 | 720960 | Part | 18 | 0 | YES | NO |  | NO | One-Time Repair & Restoration | 13-MAY-2026 5:08:15PM | Equipment Covered | Air Compressor + PSA Module | Scope | Fault diagnosis | repair | spares replacement | Repair Warranty | 6 months on all replaced spares from date of replacement | Mobilisation | Engineer dispatch within 48–72 hours of PO + Advance receipt | Consumables | Included | Exclusions | Air compressor Screw | Controller | ZMS— see Exclusions | [10 empty] | E1002 : Pradeep Sati | 13-MAY-2026 5:10:32PM | E1002 : Pradeep Sati
After Sales | R - GR7 - PSAO |  | R - GR7 - 150 LPM | Repair - GR7 - 150 LPM | 998719 | 0 | No. | 0 | 326256 | Part | 18 | 0 | YES | NO |  | NO | One-Time Repair & Restoration | 13-MAY-2026 5:08:15PM | Equipment Covered | Air Compressor + PSA Module | Scope | Fault diagnosis | repair | spares replacement | Repair Warranty | 6 months on all replaced spares from date of replacement | Mobilisation | Engineer dispatch within 48–72 hours of PO + Advance receipt | Consumables | Included | Exclusions | Air compressor Screw | Controller | ZMS— see Exclusions | [10 empty] | E1002 : Pradeep Sati | 13-MAY-2026 5:10:32PM | E1002 : Pradeep Sati
After Sales | R - GR7 - PSAO |  | R - GR7 - 200 LPM | Repair - GR7 - 200 LPM | 998719 | 0 | No. | 0 | 354960 | Part | 18 | 0 | YES | NO |  | NO | One-Time Repair & Restoration | 13-MAY-2026 5:08:15PM | Equipment Covered | Air Compressor + PSA Module | Scope | Fault diagnosis | repair | spares replacement | Repair Warranty | 6 months on all replaced spares from date of replacement | Mobilisation | Engineer dispatch within 48–72 hours of PO + Advance receipt | Consumables | Included | Exclusions | Air compressor Screw | Controller | ZMS— see Exclusions | [10 empty] | E1002 : Pradeep Sati | 13-MAY-2026 5:10:32PM | E1002 : Pradeep Sati
After Sales | R - GR7 - PSAO |  | R - GR7 - 250 LPM | Repair - GR7 - 250 LPM | 998719 | 0 | No. | 0 | 362160 | Part | 18 | 0 | YES | NO |  | NO | One-Time Repair & Restoration | 13-MAY-2026 5:08:15PM | Equipment Covered | Air Compressor + PSA Module | Scope | Fault diagnosis | repair | spares replacement | Repair Warranty | 6 months on all replaced spares from date of replacement | Mobilisation | Engineer dispatch within 48–72 hours of PO + Advance receipt | Consumables | Included | Exclusions | Air compressor Screw | Controller | ZMS— see Exclusions | [10 empty] | E1002 : Pradeep Sati | 13-MAY-2026 5:10:32PM | E1002 : Pradeep Sati
After Sales | R - GR7 - PSAO |  | R - GR7 - 300 LPM | Repair - GR7 - 300 LPM | 998719 | 0 | No. | 0 | 392040 | Part | 18 | 0 | YES | NO |  | NO | One-Time Repair & Restoration | 13-MAY-2026 5:08:15PM | Equipment Covered | Air Compressor + PSA Module | Scope | Fault diagnosis | repair | spares replacement | Repair Warranty | 6 months on all replaced spares from date of replacement | Mobilisation | Engineer dispatch within 48–72 hours of PO + Advance receipt | Consumables | Included | Exclusions | Air compressor Screw | Controller | ZMS— see Exclusions | [10 empty] | E1002 : Pradeep Sati | 13-MAY-2026 5:10:32PM | E1002 : Pradeep Sati
After Sales | R - GR7 - PSAO |  | R - GR7 - 400 LPM | Repair - GR7 - 400 LPM | 998719 | 0 | No. | 0 | 433920 | Part | 18 | 0 | YES | NO |  | NO | One-Time Repair & Restoration | 13-MAY-2026 5:08:15PM | Equipment Covered | Air Compressor + PSA Module | Scope | Fault diagnosis | repair | spares replacement | Repair Warranty | 6 months on all replaced spares from date of replacement | Mobilisation | Engineer dispatch within 48–72 hours of PO + Advance receipt | Consumables | Included | Exclusions | Air compressor Screw | Controller | ZMS— see Exclusions | [10 empty] | E1002 : Pradeep Sati | 13-MAY-2026 5:10:32PM | E1002 : Pradeep Sati
After Sales | R - GR7 - PSAO |  | R - GR7 - 50 LPM | Repair - GR7 - 50 LPM | 998719 | 0 | No. | 0 | 255528 | Part | 18 | 0 | YES | NO |  | NO | One-Time Repair & Restoration | 13-MAY-2026 5:08:15PM | Equipment Covered | Air Compressor + PSA Module | Scope | Fault diagnosis | repair | spares replacement | Repair Warranty | 6 months on all replaced spares from date of replacement | Mobilisation | Engineer dispatch within 48–72 hours of PO + Advance receipt | Consumables | Included | Exclusions | Air compressor Screw | Controller | ZMS— see Exclusions | [10 empty] | E1002 : Pradeep Sati | 13-MAY-2026 5:10:32PM | E1002 : Pradeep Sati
After Sales | R - GR7 - PSAO |  | R - GR7 - 500 LPM | Repair - GR7 - 500 LPM | 998719 | 0 | No. | 0 | 463800 | Part | 18 | 0 | YES | NO |  | NO | One-Time Repair & Restoration | 13-MAY-2026 5:08:15PM | Equipment Covered | Air Compressor + PSA Module | Scope | Fault diagnosis | repair | spares replacement | Repair Warranty | 6 months on all replaced spares from date of replacement | Mobilisation | Engineer dispatch within 48–72 hours of PO + Advance receipt | Consumables | Included | Exclusions | Air compressor Screw | Controller | ZMS— see Exclusions | [10 empty] | E1002 : Pradeep Sati | 13-MAY-2026 5:10:32PM | E1002 : Pradeep Sati
After Sales | R - GR7 - PSAO |  | R - GR7 - 600 LPM | Repair - GR7 - 600 LPM | 998719 | 0 | No. | 0 | 520620 | Part | 18 | 0 | YES | NO |  | NO | One-Time Repair & Restoration | 13-MAY-2026 5:08:15PM | Equipment Covered | Air Compressor + PSA Module | Scope | Fault diagnosis | repair | spares replacement | Repair Warranty | 6 months on all replaced spares from date of replacement | Mobilisation | Engineer dispatch within 48–72 hours of PO + Advance receipt | Consumables | Included | Exclusions | Air compressor Screw | Controller | ZMS— see Exclusions | [10 empty] | E1002 : Pradeep Sati | 13-MAY-2026 5:10:32PM | E1002 : Pradeep Sati
After Sales | R - GR7 - PSAO |  | R - GR7 - 700 LPM | Repair - GR7 - 700 LPM | 998719 | 0 | No. | 0 | 595320 | Part | 18 | 0 | YES | NO |  | NO | One-Time Repair & Restoration | 13-MAY-2026 5:08:15PM | Equipment Covered | Air Compressor + PSA Module | Scope | Fault diagnosis | repair | spares replacement | Repair Warranty | 6 months on all replaced spares from date of replacement | Mobilisation | Engineer dispatch within 48–72 hours of PO + Advance receipt | Consumables | Included | Exclusions | Air compressor Screw | Controller | ZMS— see Exclusions | [10 empty] | E1002 : Pradeep Sati | 13-MAY-2026 5:10:32PM | E1002 : Pradeep Sati
After Sales | R - GR7 - PSAO |  | R - GR7 - 800 LPM | Repair - GR7 - 800 LPM | 998719 | 0 | No. | 0 | 619320 | Part | 18 | 0 | YES | NO |  | NO | One-Time Repair & Restoration | 13-MAY-2026 5:08:15PM | Equipment Covered | Air Compressor + PSA Module | Scope | Fault diagnosis | repair | spares replacement | Repair Warranty | 6 months on all replaced spares from date of replacement | Mobilisation | Engineer dispatch within 48–72 hours of PO + Advance receipt | Consumables | Included | Exclusions | Air compressor Screw | Controller | ZMS— see Exclusions | [10 empty] | E1002 : Pradeep Sati | 13-MAY-2026 5:10:32PM | E1002 : Pradeep Sati
After Sales | R - GR8 - PSAO |  | R - GR8 - 100 LPM | Repair - GR8 - 100 LPM | 998719 | 0 | No. | 0 | 380280 | Part | 18 | 0 | YES | NO |  | NO | One-Time Repair & Restoration | 13-MAY-2026 5:08:15PM | Equipment Covered | Air Compressor + Air Dryer + PSA Module | Scope | Fault diagnosis | repair | spares replacement | Repair Warranty | 6 months on all replaced spares from date of replacement | Mobilisation | Engineer dispatch within 48–72 hours of PO + Advance receipt | Consumables | Included | Exclusions | Air compressor Screw | Controller | ZMS— see Exclusions | [10 empty] | E1002 : Pradeep Sati | 13-MAY-2026 5:10:32PM | E1002 : Pradeep Sati
After Sales | R - GR8 - PSAO |  | R - GR8 - 1000 LPM | Repair - GR8 - 1000 LPM | 998719 | 0 | No. | 0 | 780960 | Part | 18 | 0 | YES | NO |  | NO | One-Time Repair & Restoration | 13-MAY-2026 5:08:15PM | Equipment Covered | Air Compressor + Air Dryer + PSA Module | Scope | Fault diagnosis | repair | spares replacement | Repair Warranty | 6 months on all replaced spares from date of replacement | Mobilisation | Engineer dispatch within 48–72 hours of PO + Advance receipt | Consumables | Included | Exclusions | Air compressor Screw | Controller | ZMS— see Exclusions | [10 empty] | E1002 : Pradeep Sati | 13-MAY-2026 5:10:32PM | E1002 : Pradeep Sati
After Sales | R - GR8 - PSAO |  | R - GR8 - 150 LPM | Repair - GR8 - 150 LPM | 998719 | 0 | No. | 0 | 386256 | Part | 18 | 0 | YES | NO |  | NO | One-Time Repair & Restoration | 13-MAY-2026 5:08:15PM | Equipment Covered | Air Compressor + Air Dryer + PSA Module | Scope | Fault diagnosis | repair | spares replacement | Repair Warranty | 6 months on all replaced spares from date of replacement | Mobilisation | Engineer dispatch within 48–72 hours of PO + Advance receipt | Consumables | Included | Exclusions | Air compressor Screw | Controller | ZMS— see Exclusions | [10 empty] | E1002 : Pradeep Sati | 13-MAY-2026 5:10:32PM | E1002 : Pradeep Sati
After Sales | R - GR8 - PSAO |  | R - GR8 - 200 LPM | Repair - GR8 - 200 LPM | 998719 | 0 | No. | 0 | 414960 | Part | 18 | 0 | YES | NO |  | NO | One-Time Repair & Restoration | 13-MAY-2026 5:08:15PM | Equipment Covered | Air Compressor + Air Dryer + PSA Module | Scope | Fault diagnosis | repair | spares replacement | Repair Warranty | 6 months on all replaced spares from date of replacement | Mobilisation | Engineer dispatch within 48–72 hours of PO + Advance receipt | Consumables | Included | Exclusions | Air compressor Screw | Controller | ZMS— see Exclusions | [10 empty] | E1002 : Pradeep Sati | 13-MAY-2026 5:10:32PM | E1002 : Pradeep Sati
After Sales | R - GR8 - PSAO |  | R - GR8 - 250 LPM | Repair - GR8 - 250 LPM | 998719 | 0 | No. | 0 | 422160 | Part | 18 | 0 | YES | NO |  | NO | One-Time Repair & Restoration | 13-MAY-2026 5:08:15PM | Equipment Covered | Air Compressor + Air Dryer + PSA Module | Scope | Fault diagnosis | repair | spares replacement | Repair Warranty | 6 months on all replaced spares from date of replacement | Mobilisation | Engineer dispatch within 48–72 hours of PO + Advance receipt | Consumables | Included | Exclusions | Air compressor Screw | Controller | ZMS— see Exclusions | [10 empty] | E1002 : Pradeep Sati | 13-MAY-2026 5:10:32PM | E1002 : Pradeep Sati
After Sales | R - GR8 - PSAO |  | R - GR8 - 300 LPM | Repair - GR8 - 300 LPM | 998719 | 0 | No. | 0 | 452040 | Part | 18 | 0 | YES | NO |  | NO | One-Time Repair & Restoration | 13-MAY-2026 5:08:15PM | Equipment Covered | Air Compressor + Air Dryer + PSA Module | Scope | Fault diagnosis | repair | spares replacement | Repair Warranty | 6 months on all replaced spares from date of replacement | Mobilisation | Engineer dispatch within 48–72 hours of PO + Advance receipt | Consumables | Included | Exclusions | Air compressor Screw | Controller | ZMS— see Exclusions | [10 empty] | E1002 : Pradeep Sati | 13-MAY-2026 5:10:32PM | E1002 : Pradeep Sati
After Sales | R - GR8 - PSAO |  | R - GR8 - 400 LPM | Repair - GR8 - 400 LPM | 998719 | 0 | No. | 0 | 493920 | Part | 18 | 0 | YES | NO |  | NO | One-Time Repair & Restoration | 13-MAY-2026 5:08:15PM | Equipment Covered | Air Compressor + Air Dryer + PSA Module | Scope | Fault diagnosis | repair | spares replacement | Repair Warranty | 6 months on all replaced spares from date of replacement | Mobilisation | Engineer dispatch within 48–72 hours of PO + Advance receipt | Consumables | Included | Exclusions | Air compressor Screw | Controller | ZMS— see Exclusions | [10 empty] | E1002 : Pradeep Sati | 13-MAY-2026 5:10:32PM | E1002 : Pradeep Sati
After Sales | R - GR8 - PSAO |  | R - GR8 - 50 LPM | Repair - GR8 - 50 LPM | 998719 | 0 | No. | 0 | 315528 | Part | 18 | 0 | YES | NO |  | NO | One-Time Repair & Restoration | 13-MAY-2026 5:08:15PM | Equipment Covered | Air Compressor + Air Dryer + PSA Module | Scope | Fault diagnosis | repair | spares replacement | Repair Warranty | 6 months on all replaced spares from date of replacement | Mobilisation | Engineer dispatch within 48–72 hours of PO + Advance receipt | Consumables | Included | Exclusions | Air compressor Screw | Controller | ZMS— see Exclusions | [10 empty] | E1002 : Pradeep Sati | 13-MAY-2026 5:10:32PM | E1002 : Pradeep Sati
After Sales | R - GR8 - PSAO |  | R - GR8 - 500 LPM | Repair - GR8 - 500 LPM | 998719 | 0 | No. | 0 | 523800 | Part | 18 | 0 | YES | NO |  | NO | One-Time Repair & Restoration | 13-MAY-2026 5:08:15PM | Equipment Covered | Air Compressor + Air Dryer + PSA Module | Scope | Fault diagnosis | repair | spares replacement | Repair Warranty | 6 months on all replaced spares from date of replacement | Mobilisation | Engineer dispatch within 48–72 hours of PO + Advance receipt | Consumables | Included | Exclusions | Air compressor Screw | Controller | ZMS— see Exclusions | [10 empty] | E1002 : Pradeep Sati | 13-MAY-2026 5:10:32PM | E1002 : Pradeep Sati
After Sales | R - GR8 - PSAO |  | R - GR8 - 600 LPM | Repair - GR8 - 600 LPM | 998719 | 0 | No. | 0 | 580620 | Part | 18 | 0 | YES | NO |  | NO | One-Time Repair & Restoration | 13-MAY-2026 5:08:15PM | Equipment Covered | Air Compressor + Air Dryer + PSA Module | Scope | Fault diagnosis | repair | spares replacement | Repair Warranty | 6 months on all replaced spares from date of replacement | Mobilisation | Engineer dispatch within 48–72 hours of PO + Advance receipt | Consumables | Included | Exclusions | Air compressor Screw | Controller | ZMS— see Exclusions | [10 empty] | E1002 : Pradeep Sati | 13-MAY-2026 5:10:32PM | E1002 : Pradeep Sati
After Sales | R - GR8 - PSAO |  | R - GR8 - 700 LPM | Repair - GR8 - 700 LPM | 998719 | 0 | No. | 0 | 655320 | Part | 18 | 0 | YES | NO |  | NO | One-Time Repair & Restoration | 13-MAY-2026 5:08:15PM | Equipment Covered | Air Compressor + Air Dryer + PSA Module | Scope | Fault diagnosis | repair | spares replacement | Repair Warranty | 6 months on all replaced spares from date of replacement | Mobilisation | Engineer dispatch within 48–72 hours of PO + Advance receipt | Consumables | Included | Exclusions | Air compressor Screw | Controller | ZMS— see Exclusions | [10 empty] | E1002 : Pradeep Sati | 13-MAY-2026 5:10:32PM | E1002 : Pradeep Sati
After Sales | R - GR8 - PSAO |  | R - GR8 - 800 LPM | Repair - GR8 - 800 LPM | 998719 | 0 | No. | 0 | 679320 | Part | 18 | 0 | YES | NO |  | NO | One-Time Repair & Restoration | 13-MAY-2026 5:08:15PM | Equipment Covered | Air Compressor + Air Dryer + PSA Module | Scope | Fault diagnosis | repair | spares replacement | Repair Warranty | 6 months on all replaced spares from date of replacement | Mobilisation | Engineer dispatch within 48–72 hours of PO + Advance receipt | Consumables | Included | Exclusions | Air compressor Screw | Controller | ZMS— see Exclusions | [10 empty] | E1002 : Pradeep Sati | 13-MAY-2026 5:10:32PM | E1002 : Pradeep Sati
After Sales | Repair - PSA Oxygen Plant-Spare |  | R-ACC - 100 LPM | Air Compressor Controller- 100 LPM | 8531 | 0 | NOS | 0 | 75000 | Part | 18 | 0 | YES | YES |  | NO | Air Compressor Controller | 31-AUG-2025 4:36:03AM | [26 empty] | E1002 : Pradeep Sati | 31-AUG-2025 4:41:44AM | E1002 : Pradeep Sati
After Sales | Repair - PSA Oxygen Plant-Spare |  | R-ACC - 1000 LPM | Air Compressor Controller- 1000 LPM | 8531 | 0 | NOS | 0 | 150000 | Part | 18 | 0 | YES | YES |  | NO | Air Compressor Controller | 31-AUG-2025 4:36:03AM | [26 empty] | E1002 : Pradeep Sati | 31-AUG-2025 4:41:44AM | E1002 : Pradeep Sati
After Sales | Repair - PSA Oxygen Plant-Spare |  | R-ACC - 150 LPM | Air Compressor Controller- 150 LPM | 8531 | 0 | NOS | 0 | 75000 | Part | 18 | 0 | YES | YES |  | NO | Air Compressor Controller | 31-AUG-2025 4:36:03AM | [26 empty] | E1002 : Pradeep Sati | 31-AUG-2025 4:41:44AM | E1002 : Pradeep Sati
After Sales | Repair - PSA Oxygen Plant-Spare |  | R-ACC - 200 LPM | Air Compressor Controller- 200 LPM | 8531 | 0 | NOS | 0 | 75000 | Part | 18 | 0 | YES | YES |  | NO | Air Compressor Controller | 31-AUG-2025 4:36:03AM | [26 empty] | E1002 : Pradeep Sati | 31-AUG-2025 4:41:44AM | E1002 : Pradeep Sati
After Sales | Repair - PSA Oxygen Plant-Spare |  | R-ACC - 250 LPM | Air Compressor Controller- 250 LPM | 8531 | 0 | NOS | 0 | 75000 | Part | 18 | 0 | YES | YES |  | NO | Air Compressor Controller | 31-AUG-2025 4:36:03AM | [26 empty] | E1002 : Pradeep Sati | 31-AUG-2025 4:41:44AM | E1002 : Pradeep Sati
After Sales | Repair - PSA Oxygen Plant-Spare |  | R-ACC - 300 LPM | Air Compressor Controller- 300 LPM | 8531 | 0 | NOS | 0 | 125000 | Part | 18 | 0 | YES | YES |  | NO | Air Compressor Controller | 31-AUG-2025 4:36:03AM | [26 empty] | E1002 : Pradeep Sati | 31-AUG-2025 4:41:44AM | E1002 : Pradeep Sati
After Sales | Repair - PSA Oxygen Plant-Spare |  | R-ACC - 400 LPM | Air Compressor Controller- 400 LPM | 8531 | 0 | NOS | 0 | 125000 | Part | 18 | 0 | YES | YES |  | NO | Air Compressor Controller | 31-AUG-2025 4:36:03AM | [26 empty] | E1002 : Pradeep Sati | 31-AUG-2025 4:41:44AM | E1002 : Pradeep Sati
After Sales | Repair - PSA Oxygen Plant-Spare |  | R-ACC - 50 LPM | Air Compressor Controller- 50 LPM | 8531 | 0 | NOS | 0 | 75000 | Part | 18 | 0 | YES | YES |  | NO | Air Compressor Controller | 31-AUG-2025 4:36:03AM | [26 empty] | E1002 : Pradeep Sati | 31-AUG-2025 4:41:44AM | E1002 : Pradeep Sati
After Sales | Repair - PSA Oxygen Plant-Spare |  | R-ACC - 500 LPM | Air Compressor Controller- 500 LPM | 8531 | 0 | NOS | 0 | 125000 | Part | 18 | 0 | YES | YES |  | NO | Air Compressor Controller | 31-AUG-2025 4:36:03AM | [26 empty] | E1002 : Pradeep Sati | 31-AUG-2025 4:41:44AM | E1002 : Pradeep Sati
After Sales | Repair - PSA Oxygen Plant-Spare |  | R-ACC - 600 LPM | Air Compressor Controller- 600 LPM | 8531 | 0 | NOS | 0 | 150000 | Part | 18 | 0 | YES | YES |  | NO | Air Compressor Controller | 31-AUG-2025 4:36:03AM | [26 empty] | E1002 : Pradeep Sati | 31-AUG-2025 4:41:44AM | E1002 : Pradeep Sati
After Sales | Repair - PSA Oxygen Plant-Spare |  | R-ACC - 800 LPM | Air Compressor Controller- 800 LPM | 8531 | 0 | NOS | 0 | 150000 | Part | 18 | 0 | YES | YES |  | NO | Air Compressor Controller | 31-AUG-2025 4:36:03AM | [26 empty] | E1002 : Pradeep Sati | 31-AUG-2025 4:41:44AM | E1002 : Pradeep Sati
After Sales | Repair - PSA Oxygen Plant-Spare |  | R-ACS - 100 LPM | Air Compressor Screw- 100 LPM |  | 0 | NOS | 0 | 300000 | Part | 18 | 0 | YES | YES |  | NO | Air Compressor Screw | 31-AUG-2025 4:36:03AM | [26 empty] | E1002 : Pradeep Sati | 31-AUG-2025 4:41:44AM | E1002 : Pradeep Sati
After Sales | Repair - PSA Oxygen Plant-Spare |  | R-ACS - 1000 LPM | Air Compressor Screw- 1000 LPM |  | 0 | NOS | 0 | 1700000 | Part | 18 | 0 | YES | YES |  | NO | Air Compressor Screw | 31-AUG-2025 4:36:03AM | [26 empty] | E1002 : Pradeep Sati | 31-AUG-2025 4:41:44AM | E1002 : Pradeep Sati
After Sales | Repair - PSA Oxygen Plant-Spare |  | R-ACS - 150 LPM | Air Compressor Screw- 150 LPM |  | 0 | NOS | 0 | 350000 | Part | 18 | 0 | YES | YES |  | NO | Air Compressor Screw | 31-AUG-2025 4:36:03AM | [26 empty] | E1002 : Pradeep Sati | 31-AUG-2025 4:41:44AM | E1002 : Pradeep Sati
After Sales | Repair - PSA Oxygen Plant-Spare |  | R-ACS - 200 LPM | Air Compressor Screw- 200 LPM |  | 0 | NOS | 0 | 350000 | Part | 18 | 0 | YES | YES |  | NO | Air Compressor Screw | 31-AUG-2025 4:36:03AM | [26 empty] | E1002 : Pradeep Sati | 31-AUG-2025 4:41:44AM | E1002 : Pradeep Sati
After Sales | Repair - PSA Oxygen Plant-Spare |  | R-ACS - 250 LPM | Air Compressor Screw- 250 LPM |  | 0 | NOS | 0 | 350000 | Part | 18 | 0 | YES | YES |  | NO | Air Compressor Screw | 31-AUG-2025 4:36:03AM | [26 empty] | E1002 : Pradeep Sati | 31-AUG-2025 4:41:44AM | E1002 : Pradeep Sati
After Sales | Repair - PSA Oxygen Plant-Spare |  | R-ACS - 300 LPM | Air Compressor Screw- 300 LPM |  | 0 | NOS | 0 | 500000 | Part | 18 | 0 | YES | YES |  | NO | Air Compressor Screw | 31-AUG-2025 4:36:03AM | [26 empty] | E1002 : Pradeep Sati | 31-AUG-2025 4:41:44AM | E1002 : Pradeep Sati
After Sales | Repair - PSA Oxygen Plant-Spare |  | R-ACS - 400 LPM | Air Compressor Screw- 400 LPM |  | 0 | NOS | 0 | 500000 | Part | 18 | 0 | YES | YES |  | NO | Air Compressor Screw | 31-AUG-2025 4:36:03AM | [26 empty] | E1002 : Pradeep Sati | 31-AUG-2025 4:41:44AM | E1002 : Pradeep Sati
After Sales | Repair - PSA Oxygen Plant-Spare |  | R-ACS - 50 LPM | Air Compressor Screw- 50 LPM |  | 0 | NOS | 0 | 200000 | Part | 18 | 0 | YES | YES |  | NO | Air Compressor Screw | 31-AUG-2025 4:36:03AM | [26 empty] | E1002 : Pradeep Sati | 31-AUG-2025 4:41:44AM | E1002 : Pradeep Sati
After Sales | Repair - PSA Oxygen Plant-Spare |  | R-ACS - 500 LPM | Air Compressor Screw- 500 LPM |  | 0 | NOS | 0 | 500000 | Part | 18 | 0 | YES | YES |  | NO | Air Compressor Screw | 31-AUG-2025 4:36:03AM | [26 empty] | E1002 : Pradeep Sati | 31-AUG-2025 4:41:44AM | E1002 : Pradeep Sati
After Sales | Repair - PSA Oxygen Plant-Spare |  | R-ACS - 600 LPM | Air Compressor Screw- 600 LPM |  | 0 | NOS | 0 | 1400000 | Part | 18 | 0 | YES | YES |  | NO | Air Compressor Screw | 31-AUG-2025 4:36:03AM | [26 empty] | E1002 : Pradeep Sati | 31-AUG-2025 4:41:44AM | E1002 : Pradeep Sati
After Sales | Repair - PSA Oxygen Plant-Spare |  | R-ACS - 800 LPM | Air Compressor Screw- 800 LPM |  | 0 | NOS | 0 | 1700000 | Part | 18 | 0 | YES | YES |  | NO | Air Compressor Screw | 31-AUG-2025 4:36:03AM | [26 empty] | E1002 : Pradeep Sati | 31-AUG-2025 4:41:44AM | E1002 : Pradeep Sati
After Sales | Repair - PSA Oxygen Plant- ZMS Replacement |  | R-ZMS - 100 LPM | Repair of PSA Oxygen Plant with ZMS replacement - 100 LPM |  | 0 | SET | 0 | 773100 | Part | 18 | 0 | YES | YES |  | NO | Repair of PSA Oxygen Plant with ZMS replacement | 31-AUG-2025 5:58:18AM | Gas Generated | Medical Oxygen | Module Option | PSA oxygen plant with Single Compressor | Oxygen Flow Capacity | 100 LPM | Type | One Time Repair | Inclusion | Consumables replacement + Damaged/Fauly parts repair or replacement + ZMS replacement | Excluded Items | Air compressor Screw and Air compressor controller | ZMS warranty | 10 Years ( if PSA oxygen plant is covered under CMC with absstem) | [12 empty] | E1002 : Pradeep Sati | 31-AUG-2025 6:05:20AM | E1002 : Pradeep Sati
After Sales | Repair - PSA Oxygen Plant- ZMS Replacement-D |  | R-ZMS - 100 LPM-D | Repair of PSA Oxygen Plant with ZMS replacement - 100 LPM-D |  | 0 | SET | 0 | 809865 | Part | 18 | 0 | YES | YES |  | NO | Repair of PSA Oxygen Plant ( Dual Compressor ) with ZMS replacement | 31-AUG-2025 5:58:18AM | Gas Generated | Medical Oxygen | Module Option | PSA oxygen plant with Dual Compressor | Oxygen Flow Capacity | 100 LPM | Type | One Time Repair | Inclusion | Consumables replacement + Damaged/Fauly parts repair or replacement + ZMS replacement | Excluded Items | Air compressor Screw and Air compressor controller | ZMS warranty | 10 Years ( if PSA oxygen plant is covered under CMC with absstem) | [12 empty] | E1002 : Pradeep Sati | 31-AUG-2025 6:05:19AM | E1002 : Pradeep Sati
After Sales | Repair - PSA Oxygen Plant- ZMS Replacement |  | R-ZMS - 1000 LPM | Repair of PSA Oxygen Plant with ZMS replacement - 1000 LPM |  | 0 | SET | 0 | 3327000 | Part | 18 | 0 | YES | YES |  | NO | Repair of PSA Oxygen Plant with ZMS replacement | 31-AUG-2025 5:58:18AM | Gas Generated | Medical Oxygen | Module Option | PSA oxygen plant with Single Compressor | Oxygen Flow Capacity | 1000 LPM | Type | One Time Repair | Inclusion | Consumables replacement + Damaged/Fauly parts repair or replacement + ZMS replacement | Excluded Items | Air compressor Screw and Air compressor controller | ZMS warranty | 10 Years ( if PSA oxygen plant is covered under CMC with absstem) | [12 empty] | E1002 : Pradeep Sati | 31-AUG-2025 6:05:20AM | E1002 : Pradeep Sati
After Sales | Repair - PSA Oxygen Plant- ZMS Replacement-D |  | R-ZMS - 1000 LPM-D | Repair of PSA Oxygen Plant with ZMS replacement - 1000 LPM-D |  | 0 | SET | 0 | 3444900 | Part | 18 | 0 | YES | YES |  | NO | Repair of PSA Oxygen Plant ( Dual Compressor ) with ZMS replacement | 31-AUG-2025 5:58:18AM | Gas Generated | Medical Oxygen | Module Option | PSA oxygen plant with Dual Compressor | Oxygen Flow Capacity | 1000 LPM | Type | One Time Repair | Inclusion | Consumables replacement + Damaged/Fauly parts repair or replacement + ZMS replacement | Excluded Items | Air compressor Screw and Air compressor controller | ZMS warranty | 10 Years ( if PSA oxygen plant is covered under CMC with absstem) | [12 empty] | E1002 : Pradeep Sati | 31-AUG-2025 6:05:20AM | E1002 : Pradeep Sati
After Sales | Repair - PSA Oxygen Plant- ZMS Replacement |  | R-ZMS - 150 LPM | Repair of PSA Oxygen Plant with ZMS replacement - 150 LPM |  | 0 | SET | 0 | 929800 | Part | 18 | 0 | YES | YES |  | NO | Repair of PSA Oxygen Plant with ZMS replacement | 31-AUG-2025 5:58:18AM | Gas Generated | Medical Oxygen | Module Option | PSA oxygen plant with Single Compressor | Oxygen Flow Capacity | 150 LPM | Type | One Time Repair | Inclusion | Consumables replacement + Damaged/Fauly parts repair or replacement + ZMS replacement | Excluded Items | Air compressor Screw and Air compressor controller | ZMS warranty | 10 Years ( if PSA oxygen plant is covered under CMC with absstem) | [12 empty] | E1002 : Pradeep Sati | 31-AUG-2025 6:05:20AM | E1002 : Pradeep Sati
After Sales | Repair - PSA Oxygen Plant- ZMS Replacement-D |  | R-ZMS - 150 LPM-D | Repair of PSA Oxygen Plant with ZMS replacement - 150 LPM-D |  | 0 | SET | 0 | 974395 | Part | 18 | 0 | YES | YES |  | NO | Repair of PSA Oxygen Plant ( Dual Compressor ) with ZMS replacement | 31-AUG-2025 5:58:18AM | Gas Generated | Medical Oxygen | Module Option | PSA oxygen plant with Dual Compressor | Oxygen Flow Capacity | 150 LPM | Type | One Time Repair | Inclusion | Consumables replacement + Damaged/Fauly parts repair or replacement + ZMS replacement | Excluded Items | Air compressor Screw and Air compressor controller | ZMS warranty | 10 Years ( if PSA oxygen plant is covered under CMC with absstem) | [12 empty] | E1002 : Pradeep Sati | 31-AUG-2025 6:05:19AM | E1002 : Pradeep Sati
After Sales | Repair - PSA Oxygen Plant- ZMS Replacement |  | R-ZMS - 200 LPM | Repair of PSA Oxygen Plant with ZMS replacement - 200 LPM |  | 0 | SET | 0 | 1084300 | Part | 18 | 0 | YES | YES |  | NO | Repair of PSA Oxygen Plant with ZMS replacement | 31-AUG-2025 5:58:18AM | Gas Generated | Medical Oxygen | Module Option | PSA oxygen plant with Single Compressor | Oxygen Flow Capacity | 200 LPM | Type | One Time Repair | Inclusion | Consumables replacement + Damaged/Fauly parts repair or replacement + ZMS replacement | Excluded Items | Air compressor Screw and Air compressor controller | ZMS warranty | 10 Years ( if PSA oxygen plant is covered under CMC with absstem) | [12 empty] | E1002 : Pradeep Sati | 31-AUG-2025 6:05:20AM | E1002 : Pradeep Sati
After Sales | Repair - PSA Oxygen Plant- ZMS Replacement-D |  | R-ZMS - 200 LPM-D | Repair of PSA Oxygen Plant with ZMS replacement - 200 LPM-D |  | 0 | SET | 0 | 1131775 | Part | 18 | 0 | YES | YES |  | NO | Repair of PSA Oxygen Plant ( Dual Compressor ) with ZMS replacement | 31-AUG-2025 5:58:18AM | Gas Generated | Medical Oxygen | Module Option | PSA oxygen plant with Dual Compressor | Oxygen Flow Capacity | 200 LPM | Type | One Time Repair | Inclusion | Consumables replacement + Damaged/Fauly parts repair or replacement + ZMS replacement | Excluded Items | Air compressor Screw and Air compressor controller | ZMS warranty | 10 Years ( if PSA oxygen plant is covered under CMC with absstem) | [12 empty] | E1002 : Pradeep Sati | 31-AUG-2025 6:05:19AM | E1002 : Pradeep Sati
After Sales | Repair - PSA Oxygen Plant- ZMS Replacement |  | R-ZMS - 250 LPM | Repair of PSA Oxygen Plant with ZMS replacement - 250 LPM |  | 0 | SET | 0 | 1209700 | Part | 18 | 0 | YES | YES |  | NO | Repair of PSA Oxygen Plant with ZMS replacement | 31-AUG-2025 5:58:18AM | Gas Generated | Medical Oxygen | Module Option | PSA oxygen plant with Single Compressor | Oxygen Flow Capacity | 250 LPM | Type | One Time Repair | Inclusion | Consumables replacement + Damaged/Fauly parts repair or replacement + ZMS replacement | Excluded Items | Air compressor Screw and Air compressor controller | ZMS warranty | 10 Years ( if PSA oxygen plant is covered under CMC with absstem) | [12 empty] | E1002 : Pradeep Sati | 31-AUG-2025 6:05:20AM | E1002 : Pradeep Sati
After Sales | Repair - PSA Oxygen Plant- ZMS Replacement-D |  | R-ZMS - 250 LPM-D | Repair of PSA Oxygen Plant with ZMS replacement - 250 LPM-D |  | 0 | SET | 0 | 1257175 | Part | 18 | 0 | YES | YES |  | NO | Repair of PSA Oxygen Plant ( Dual Compressor ) with ZMS replacement | 31-AUG-2025 5:58:18AM | Gas Generated | Medical Oxygen | Module Option | PSA oxygen plant with Dual Compressor | Oxygen Flow Capacity | 250 LPM | Type | One Time Repair | Inclusion | Consumables replacement + Damaged/Fauly parts repair or replacement + ZMS replacement | Excluded Items | Air compressor Screw and Air compressor controller | ZMS warranty | 10 Years ( if PSA oxygen plant is covered under CMC with absstem) | [12 empty] | E1002 : Pradeep Sati | 31-AUG-2025 6:05:19AM | E1002 : Pradeep Sati
After Sales | Repair - PSA Oxygen Plant- ZMS Replacement |  | R-ZMS - 300 LPM | Repair of PSA Oxygen Plant with ZMS replacement - 300 LPM |  | 0 | SET | 0 | 1518300 | Part | 18 | 0 | YES | YES |  | NO | Repair of PSA Oxygen Plant with ZMS replacement | 31-AUG-2025 5:58:18AM | Gas Generated | Medical Oxygen | Module Option | PSA oxygen plant with Single Compressor | Oxygen Flow Capacity | 300 LPM | Type | One Time Repair | Inclusion | Consumables replacement + Damaged/Fauly parts repair or replacement + ZMS replacement | Excluded Items | Air compressor Screw and Air compressor controller | ZMS warranty | 10 Years ( if PSA oxygen plant is covered under CMC with absstem) | [12 empty] | E1002 : Pradeep Sati | 31-AUG-2025 6:05:20AM | E1002 : Pradeep Sati
After Sales | Repair - PSA Oxygen Plant- ZMS Replacement-D |  | R-ZMS - 300 LPM-D | Repair of PSA Oxygen Plant with ZMS replacement - 300 LPM-D |  | 0 | SET | 0 | 1585170 | Part | 18 | 0 | YES | YES |  | NO | Repair of PSA Oxygen Plant ( Dual Compressor ) with ZMS replacement | 31-AUG-2025 5:58:18AM | Gas Generated | Medical Oxygen | Module Option | PSA oxygen plant with Dual Compressor | Oxygen Flow Capacity | 300 LPM | Type | One Time Repair | Inclusion | Consumables replacement + Damaged/Fauly parts repair or replacement + ZMS replacement | Excluded Items | Air compressor Screw and Air compressor controller | ZMS warranty | 10 Years ( if PSA oxygen plant is covered under CMC with absstem) | [12 empty] | E1002 : Pradeep Sati | 31-AUG-2025 6:05:19AM | E1002 : Pradeep Sati
After Sales | Repair - PSA Oxygen Plant- ZMS Replacement |  | R-ZMS - 400 LPM | Repair of PSA Oxygen Plant with ZMS replacement - 400 LPM |  | 0 | SET | 0 | 1623900 | Part | 18 | 0 | YES | YES |  | NO | Repair of PSA Oxygen Plant with ZMS replacement | 31-AUG-2025 5:58:18AM | Gas Generated | Medical Oxygen | Module Option | PSA oxygen plant with Single Compressor | Oxygen Flow Capacity | 400 LPM | Type | One Time Repair | Inclusion | Consumables replacement + Damaged/Fauly parts repair or replacement + ZMS replacement | Excluded Items | Air compressor Screw and Air compressor controller | ZMS warranty | 10 Years ( if PSA oxygen plant is covered under CMC with absstem) | [12 empty] | E1002 : Pradeep Sati | 31-AUG-2025 6:05:20AM | E1002 : Pradeep Sati
After Sales | Repair - PSA Oxygen Plant- ZMS Replacement-D |  | R-ZMS - 400 LPM-D | Repair of PSA Oxygen Plant with ZMS replacement - 400 LPM-D |  | 0 | SET | 0 | 1690770 | Part | 18 | 0 | YES | YES |  | NO | Repair of PSA Oxygen Plant ( Dual Compressor ) with ZMS replacement | 31-AUG-2025 5:58:18AM | Gas Generated | Medical Oxygen | Module Option | PSA oxygen plant with Dual Compressor | Oxygen Flow Capacity | 400 LPM | Type | One Time Repair | Inclusion | Consumables replacement + Damaged/Fauly parts repair or replacement + ZMS replacement | Excluded Items | Air compressor Screw and Air compressor controller | ZMS warranty | 10 Years ( if PSA oxygen plant is covered under CMC with absstem) | [12 empty] | E1002 : Pradeep Sati | 31-AUG-2025 6:05:19AM | E1002 : Pradeep Sati
After Sales | Repair - PSA Oxygen Plant- ZMS Replacement |  | R-ZMS - 50 LPM | Repair of PSA Oxygen Plant with ZMS replacement - 50 LPM |  | 0 | SET | 0 | 558100 | Part | 18 | 0 | YES | YES |  | NO | Repair of PSA Oxygen Plant with ZMS replacement | 31-AUG-2025 5:58:18AM | Gas Generated | Medical Oxygen | Module Option | PSA oxygen plant with Single Compressor | Oxygen Flow Capacity | 50 LPM | Type | One Time Repair | Inclusion | Consumables replacement + Damaged/Fauly parts repair or replacement + ZMS replacement | Excluded Items | Air compressor Screw and Air compressor controller | ZMS warranty | 10 Years ( if PSA oxygen plant is covered under CMC with absstem) | [12 empty] | E1002 : Pradeep Sati | 31-AUG-2025 6:05:20AM | E1002 : Pradeep Sati
After Sales | Repair - PSA Oxygen Plant- ZMS Replacement-D |  | R-ZMS - 50 LPM-D | Repair of PSA Oxygen Plant with ZMS replacement - 50 LPM-D |  | 0 | SET | 0 | 590665 | Part | 18 | 0 | YES | YES |  | NO | Repair of PSA Oxygen Plant ( Dual Compressor ) with ZMS replacement | 31-AUG-2025 5:58:18AM | Gas Generated | Medical Oxygen | Module Option | PSA oxygen plant with Dual Compressor | Oxygen Flow Capacity | 50 LPM | Type | One Time Repair | Inclusion | Consumables replacement + Damaged/Fauly parts repair or replacement + ZMS replacement | Excluded Items | Air compressor Screw and Air compressor controller | ZMS warranty | 10 Years ( if PSA oxygen plant is covered under CMC with absstem) | [12 empty] | E1002 : Pradeep Sati | 31-AUG-2025 6:05:19AM | E1002 : Pradeep Sati
After Sales | Repair - PSA Oxygen Plant- ZMS Replacement |  | R-ZMS - 500 LPM | Repair of PSA Oxygen Plant with ZMS replacement - 500 LPM |  | 0 | SET | 0 | 2040054 | Part | 18 | 0 | YES | YES |  | NO | Repair of PSA Oxygen Plant with ZMS replacement | 31-AUG-2025 5:58:18AM | Gas Generated | Medical Oxygen | Module Option | PSA oxygen plant with Single Compressor | Oxygen Flow Capacity | 500 LPM | Type | One Time Repair | Inclusion | Consumables replacement + Damaged/Fauly parts repair or replacement + ZMS replacement | Excluded Items | Air compressor Screw and Air compressor controller | ZMS warranty | 10 Years ( if PSA oxygen plant is covered under CMC with absstem) | [12 empty] | E1002 : Pradeep Sati | 31-AUG-2025 6:05:20AM | E1002 : Pradeep Sati
After Sales | Repair - PSA Oxygen Plant- ZMS Replacement-D |  | R-ZMS - 500 LPM-D | Repair of PSA Oxygen Plant with ZMS replacement - 500 LPM-D |  | 0 | SET | 0 | 2121497 | Part | 18 | 0 | YES | YES |  | NO | Repair of PSA Oxygen Plant ( Dual Compressor ) with ZMS replacement | 31-AUG-2025 5:58:18AM | Gas Generated | Medical Oxygen | Module Option | PSA oxygen plant with Dual Compressor | Oxygen Flow Capacity | 500 LPM | Type | One Time Repair | Inclusion | Consumables replacement + Damaged/Fauly parts repair or replacement + ZMS replacement | Excluded Items | Air compressor Screw and Air compressor controller | ZMS warranty | 10 Years ( if PSA oxygen plant is covered under CMC with absstem) | [12 empty] | E1002 : Pradeep Sati | 31-AUG-2025 6:05:20AM | E1002 : Pradeep Sati
After Sales | Repair - PSA Oxygen Plant- ZMS Replacement |  | R-ZMS - 600 LPM | Repair of PSA Oxygen Plant with ZMS replacement - 600 LPM |  | 0 | SET | 0 | 2400654 | Part | 18 | 0 | YES | YES |  | NO | Repair of PSA Oxygen Plant with ZMS replacement | 31-AUG-2025 5:58:18AM | Gas Generated | Medical Oxygen | Module Option | PSA oxygen plant with Single Compressor | Oxygen Flow Capacity | 600 LPM | Type | One Time Repair | Inclusion | Consumables replacement + Damaged/Fauly parts repair or replacement + ZMS replacement | Excluded Items | Air compressor Screw and Air compressor controller | ZMS warranty | 10 Years ( if PSA oxygen plant is covered under CMC with absstem) | [12 empty] | E1002 : Pradeep Sati | 31-AUG-2025 6:05:20AM | E1002 : Pradeep Sati
After Sales | Repair - PSA Oxygen Plant- ZMS Replacement-D |  | R-ZMS - 600 LPM-D | Repair of PSA Oxygen Plant with ZMS replacement - 600 LPM-D |  | 0 | SET | 0 | 2507642 | Part | 18 | 0 | YES | YES |  | NO | Repair of PSA Oxygen Plant ( Dual Compressor ) with ZMS replacement | 31-AUG-2025 5:58:18AM | Gas Generated | Medical Oxygen | Module Option | PSA oxygen plant with Dual Compressor | Oxygen Flow Capacity | 600 LPM | Type | One Time Repair | Inclusion | Consumables replacement + Damaged/Fauly parts repair or replacement + ZMS replacement | Excluded Items | Air compressor Screw and Air compressor controller | ZMS warranty | 10 Years ( if PSA oxygen plant is covered under CMC with absstem) | [12 empty] | E1002 : Pradeep Sati | 31-AUG-2025 6:05:20AM | E1002 : Pradeep Sati
After Sales | Repair - PSA Oxygen Plant- ZMS Replacement |  | R-ZMS - 800 LPM | Repair of PSA Oxygen Plant with ZMS replacement - 800 LPM |  | 0 | SET | 0 | 3069897 | Part | 18 | 0 | YES | YES |  | NO | Repair of PSA Oxygen Plant with ZMS replacement | 31-AUG-2025 5:58:18AM | Gas Generated | Medical Oxygen | Module Option | PSA oxygen plant with Single Compressor | Oxygen Flow Capacity | 800 LPM | Type | One Time Repair | Inclusion | Consumables replacement + Damaged/Fauly parts repair or replacement + ZMS replacement | Excluded Items | Air compressor Screw and Air compressor controller | ZMS warranty | 10 Years ( if PSA oxygen plant is covered under CMC with absstem) | [12 empty] | E1002 : Pradeep Sati | 31-AUG-2025 6:05:20AM | E1002 : Pradeep Sati
After Sales | Repair - PSA Oxygen Plant- ZMS Replacement-D |  | R-ZMS - 800 LPM-D | Repair of PSA Oxygen Plant with ZMS replacement - 800 LPM-D |  | 0 | SET | 0 | 3187797 | Part | 18 | 0 | YES | YES |  | NO | Repair of PSA Oxygen Plant ( Dual Compressor ) with ZMS replacement | 31-AUG-2025 5:58:18AM | Gas Generated | Medical Oxygen | Module Option | PSA oxygen plant with Dual Compressor | Oxygen Flow Capacity | 800 LPM | Type | One Time Repair | Inclusion | Consumables replacement + Damaged/Fauly parts repair or replacement + ZMS replacement | Excluded Items | Air compressor Screw and Air compressor controller | ZMS warranty | 10 Years ( if PSA oxygen plant is covered under CMC with absstem) | [12 empty] | E1002 : Pradeep Sati | 31-AUG-2025 6:05:20AM | E1002 : Pradeep Sati
Service Charges | Certification Charge |  | SC1 | Certification Charge,ISO-9001,TUV NORD | 998399 | 0 | NOS | 0 | 0 | BOP | 18 | 0 | YES | YES |  | YES |  | 26-MAY-2025 8:00:18PM | [26 empty] | E1002 : Pradeep Sati | 20-JUN-2025 10:38:15AM | E1002 : Pradeep Sati
Service Charges | Certification Charge |  | SC10 | Certification Charge,ISO-45001,Sakhi Management | 998311 | 0 | NOS | 0 | 0 | BOP | 18 | 0 | YES | YES |  | YES |  | 26-MAY-2025 8:00:18PM | [26 empty] | E1002 : Pradeep Sati | 20-JUN-2025 10:38:21AM | E1002 : Pradeep Sati
Service Charges | Certificate Renewal Charge |  | SC11 | Certificate Renewal Charge,ISO-9001,TUV NORD | 998399 | 0 | NOS | 0 | 0 | BOP | 18 | 0 | YES | YES |  | YES |  | 26-MAY-2025 8:00:18PM | [26 empty] | E1002 : Pradeep Sati | 20-JUN-2025 10:38:26AM | E1002 : Pradeep Sati
Service Charges | Certificate Renewal Charge |  | SC12 | Certificate Renewal Charge,ISO-14001,TUV NORD | 998399 | 0 | NOS | 0 | 0 | BOP | 18 | 0 | YES | YES |  | YES |  | 26-MAY-2025 8:00:18PM | [26 empty] | E1002 : Pradeep Sati | 20-JUN-2025 10:38:31AM | E1002 : Pradeep Sati
Service Charges | Certificate Renewal Charge |  | SC13 | Certificate Renewal Charge,ISO-13485,TUV NORD | 998399 | 0 | NOS | 97000 | 0 | BOP | 18 | 0 | YES | YES |  | YES |  | 26-MAY-2025 8:00:18PM | [26 empty] | E1002 : Pradeep Sati | 20-JUN-2025 10:38:38AM | E1002 : Pradeep Sati
Service Charges | Certificate Renewal Charge |  | SC14 | Certificate Renewal Charge,ISO-45001,RIR Certification | 998399 | 0 | NOS | 0 | 0 | BOP | 18 | 0 | YES | YES |  | YES |  | 26-MAY-2025 8:00:18PM | [26 empty] | E1002 : Pradeep Sati | 20-JUN-2025 10:38:42AM | E1002 : Pradeep Sati
Service Charges | Certificate Renewal Charge |  | SC15 | Certificate Renewal Charge,Factory License, | 997331 | 0 | NOS | 0 | 0 | BOP | 18 | 0 | YES | YES |  | NO |  | 26-MAY-2025 8:00:18PM | [26 empty] | E1002 : Pradeep Sati
Service Charges | Certificate Renewal Charge |  | SC16 | Certificate Renewal Charge,ISO-9001,Sakhi Management | 998311 | 0 | NOS | 13750 | 0 | BOP | 18 | 0 | YES | YES |  | NO |  | 26-MAY-2025 8:00:18PM | [26 empty] | E1002 : Pradeep Sati
Service Charges | Certificate Renewal Charge |  | SC17 | Certificate Renewal Charge,ISO-14001,Sakhi Management | 998311 | 0 | NOS | 13750 | 0 | BOP | 18 | 0 | YES | YES |  | NO |  | 26-MAY-2025 8:00:18PM | [26 empty] | E1002 : Pradeep Sati
Service Charges | Certificate Renewal Charge |  | SC18 | Certificate Renewal Charge,ISO-13485,Sakhi Management | 998311 | 0 | NOS | 67000 | 0 | BOP | 18 | 0 | YES | YES |  | NO |  | 26-MAY-2025 8:00:18PM | [26 empty] | E1002 : Pradeep Sati | 05-JUN-2025 5:03:30PM | E1002 : Pradeep Sati
Service Charges | Certificate Renewal Charge |  | SC19 | Certificate Renewal Charge,ISO-45001,Sakhi Management | 998311 | 0 | NOS | 16000 | 0 | BOP | 18 | 0 | YES | YES |  | NO |  | 26-MAY-2025 8:00:18PM | [26 empty] | E1002 : Pradeep Sati
Service Charges | Certification Charge |  | SC2 | Certification Charge,ISO-14001,TUV NORD | 998399 | 0 | NOS | 0 | 0 | BOP | 18 | 0 | YES | YES |  | NO |  | 26-MAY-2025 8:00:18PM | [26 empty] | E1002 : Pradeep Sati
Service Charges | Surveillance Audit Charge |  | SC20 | Surveillance Audit Charge,ISO-9001,TUV NORD | 998399 | 0 | NOS | 12000 | 0 | BOP | 18 | 0 | YES | YES |  | NO |  | 26-MAY-2025 8:00:18PM | [26 empty] | E1002 : Pradeep Sati
Service Charges | Surveillance Audit Charge |  | SC21 | Surveillance Audit Charge,ISO-14001,TUV NORD | 998399 | 0 | NOS | 12000 | 0 | BOP | 18 | 0 | YES | YES |  | NO |  | 26-MAY-2025 8:00:18PM | [26 empty] | E1002 : Pradeep Sati
Service Charges | Surveillance Audit Charge |  | SC22 | Surveillance Audit Charge,ISO-13485,TUV NORD | 998399 | 0 | NOS | 36000 | 0 | BOP | 18 | 0 | YES | YES |  | NO |  | 26-MAY-2025 8:00:18PM | [26 empty] | E1002 : Pradeep Sati
Service Charges | Surveillance Audit Charge |  | SC23 | Surveillance Audit Charge,ISO-45001,RIR Certification | 998399 | 0 | NOS | 13500 | 0 | BOP | 18 | 0 | YES | YES |  | NO |  | 26-MAY-2025 8:00:18PM | [26 empty] | E1002 : Pradeep Sati
Service Charges | Surveillance Audit Charge |  | SC24 | Surveillance Audit Charge,ISO-9001,Sakhi Management | 998311 | 0 | NOS | 0 | 0 | BOP | 18 | 0 | YES | YES |  | NO |  | 26-MAY-2025 8:00:18PM | [26 empty] | E1002 : Pradeep Sati
Service Charges | Surveillance Audit Charge |  | SC25 | Surveillance Audit Charge,ISO-14001,Sakhi Management | 998311 | 0 | NOS | 0 | 0 | BOP | 18 | 0 | YES | YES |  | NO |  | 26-MAY-2025 8:00:18PM | [26 empty] | E1002 : Pradeep Sati
Service Charges | Surveillance Audit Charge |  | SC26 | Surveillance Audit Charge,ISO-13485,Sakhi Management | 998311 | 0 | NOS | 45000 | 0 | BOP | 18 | 0 | YES | YES |  | NO |  | 26-MAY-2025 8:00:18PM | [26 empty] | E1002 : Pradeep Sati
Service Charges | Surveillance Audit Charge |  | SC27 | Surveillance Audit Charge,ISO-45001,Sakhi Management | 998311 | 0 | NOS | 0 | 0 | BOP | 18 | 0 | YES | YES |  | NO |  | 26-MAY-2025 8:00:18PM | [26 empty] | E1002 : Pradeep Sati
Service Charges | Maintenance Charge |  | SC28 | Maintainence Charge,Split AC, | 998713 | 0 | NOS | 583.33 | 0 | BOP | 18 | 0 | YES | YES |  | YES |  | 26-MAY-2025 8:00:18PM | [26 empty] | E1002 : Pradeep Sati | 20-JUN-2025 10:39:01AM | E1002 : Pradeep Sati
Service Charges | Maintenance Charge |  | SC29 | Maintainence Charge,Window AC, | 998713 | 0 | NOS | 0 | 0 | BOP | 18 | 0 | YES | YES |  | NO |  | 26-MAY-2025 8:00:18PM | [26 empty] | E1002 : Pradeep Sati
Service Charges | Certification Charge |  | SC3 | Certification Charge,ISO-13485,TUV NORD | 998399 | 0 | NOS | 0 | 0 | BOP | 18 | 0 | YES | YES |  | NO |  | 26-MAY-2025 8:00:18PM | [26 empty] | E1002 : Pradeep Sati
Service Charges | Maintenance Charge |  | SC30 | Maintainence Charge,Gardening, | 998597 | 0 | NOS | 0 | 0 | BOP | 18 | 0 | YES | YES |  | NO |  | 26-MAY-2025 8:00:18PM | [26 empty] | E1002 : Pradeep Sati
Service Charges | Maintenance Charge |  | SC31 | Maintainence Charge,Factory, | 9987 | 0 | NOS | 350000 | 0 | BOP | 18 | 0 | YES | YES |  | YES |  | 26-MAY-2025 8:00:18PM | [26 empty] | E1002 : Pradeep Sati | 20-JUN-2025 10:43:14AM | E1002 : Pradeep Sati
Service Charges | Maintenance Charge |  | SC32 | Maintainence Charge,IT Hardware, | 9987 | 0 | NOS | 10477.11 | 0 | BOP | 18 | 0 | YES | YES |  | NO |  | 26-MAY-2025 8:00:18PM | [26 empty] | E1002 : Pradeep Sati | 07-MAY-2026 9:17:09AM | H1155 : Raushan Kumar
Service Charges | Maintenance Charge |  | SC33 | Maintainence Charge,Crane, | 9987 | 0 | NOS | 0 | 0 | BOP | 18 | 0 | YES | YES |  | NO |  | 26-MAY-2025 8:00:18PM | [26 empty] | E1002 : Pradeep Sati
Service Charges | Maintenance Charge |  | SC34 | Maintainence Charge,Electrician, | 9987 | 0 | NOS | 4500 | 0 | BOP | 18 | 0 | YES | YES |  | NO |  | 26-MAY-2025 8:00:18PM | [26 empty] | E1002 : Pradeep Sati
Service Charges | Maintenance Charge |  | SC35 | Maintainence Charge,Website,Sagar Informatics Pvt. Ltd. | 998314 | 0 | NOS | 0 | 0 | BOP | 18 | 0 | YES | YES |  | NO |  | 26-MAY-2025 8:00:18PM | [26 empty] | E1002 : Pradeep Sati
Service Charges | Maintenance Charge |  | SC36 | Maintainence Charge,Clan,Sagar Informatics Pvt. Ltd. | 998314 | 0 | NOS | 0 | 0 | BOP | 18 | 0 | YES | YES |  | NO |  | 26-MAY-2025 8:00:18PM | [26 empty] | E1002 : Pradeep Sati
Service Charges | Service |  | SC37 | Service,Email,Google and G-Suite | 998319 | 0 | NOS | 0 | 0 | BOP | 18 | 0 | YES | YES |  | YES |  | 26-MAY-2025 8:00:18PM | [26 empty] | E1002 : Pradeep Sati | 20-JUN-2025 10:42:12AM | E1002 : Pradeep Sati
Service Charges | Service |  | SC38 | Service,Lodging and Boarding,Hotel & Food | 998422 | 0 | NOS | 0 | 0 | BOP | 18 | 0 | YES | YES |  | YES |  | 26-MAY-2025 8:00:18PM | [26 empty] | E1002 : Pradeep Sati | 20-JUN-2025 10:42:20AM | E1002 : Pradeep Sati
Service Charges | Service |  | SC39 | Service,Internet, | 998429 | 0 | NOS | 0 | 0 | BOP | 18 | 0 | YES | YES |  | YES |  | 26-MAY-2025 8:00:18PM | [26 empty] | E1002 : Pradeep Sati | 20-JUN-2025 10:42:25AM | E1002 : Pradeep Sati
Service Charges | Certification Charge |  | SC4 | Certification Charge,ISO-45001,RIR Certification | 998399 | 0 | NOS | 0 | 0 | BOP | 18 | 0 | YES | YES |  | YES |  | 26-MAY-2025 8:00:18PM | [26 empty] | E1002 : Pradeep Sati | 20-JUN-2025 10:42:32AM | E1002 : Pradeep Sati
Service Charges | Service |  | SC40 | Service,Refreshment, | 210690 | 0 | NOS | 14077 | 0 | BOP | 18 | 0 | YES | YES |  | YES |  | 26-MAY-2025 8:00:18PM | [26 empty] | E1002 : Pradeep Sati | 20-JUN-2025 10:42:37AM | E1002 : Pradeep Sati
Service Charges | Service |  | SC41 | Service,Courier, | 903190 | 0 | NOS | 70000 | 0 | BOP | 18 | 0 | YES | YES |  | YES |  | 26-MAY-2025 8:00:18PM | [26 empty] | E1002 : Pradeep Sati | 20-JUN-2025 10:42:44AM | E1002 : Pradeep Sati
Service Charges | Service |  | SC42 | Service,Porter, | 996812 | 0 | NOS | 0 | 0 | BOP | 18 | 0 | YES | YES |  | YES |  | 26-MAY-2025 8:00:18PM | [26 empty] | E1002 : Pradeep Sati | 20-JUN-2025 10:42:49AM | E1002 : Pradeep Sati
Service Charges | Service |  | SC43 | Service,Rent,Factory - Delhi | 997212 | 0 | NOS | 0 | 0 | BOP | 18 | 0 | YES | YES |  | YES |  | 26-MAY-2025 8:00:18PM | [26 empty] | E1002 : Pradeep Sati | 20-JUN-2025 10:42:56AM | E1002 : Pradeep Sati
Service Charges | Service |  | SC44 | Service,Rent,Factory - Manesar | 997212 | 0 | NOS | 0 | 0 | BOP | 18 | 0 | YES | YES |  | YES |  | 26-MAY-2025 8:00:18PM | [26 empty] | E1002 : Pradeep Sati | 20-JUN-2025 10:43:33AM | E1002 : Pradeep Sati
Service Charges | Service |  | SC45 | Service,Rent,DG | 9973 | 0 | NOS | 16000 | 0 | BOP | 18 | 0 | YES | YES |  | YES |  | 26-MAY-2025 8:00:18PM | [26 empty] | E1002 : Pradeep Sati | 20-JUN-2025 10:43:38AM | E1002 : Pradeep Sati
Service Charges | Service |  | SC46 | Service,Garbage Collection, | 999424 | 0 | NOS | 0 | 0 | BOP | 18 | 0 | YES | YES |  | YES |  | 26-MAY-2025 8:00:18PM | [26 empty] | E1002 : Pradeep Sati | 20-JUN-2025 10:43:47AM | E1002 : Pradeep Sati
Service Charges | Service |  | SC47 | Service,ESI and PF, | 998311 | 1 | NOS | 5000 | 0 | BOP | 18 | 0 | YES | YES |  | YES |  | 26-MAY-2025 8:00:18PM | [26 empty] | E1002 : Pradeep Sati | 20-JUN-2025 10:43:52AM | E1002 : Pradeep Sati
Service Charges | Service |  | SC48 | Service,Sewer Cleaning, | 998311 | 0 | NOS | 0 | 0 | BOP | 18 | 0 | YES | YES |  | YES |  | 26-MAY-2025 8:00:18PM | [26 empty] | E1002 : Pradeep Sati | 20-JUN-2025 10:43:56AM | E1002 : Pradeep Sati
Service Charges | Service |  | SC49 | Service,Telecommunication,Airtel | 85235210 | 0 | NOS | 0 | 0 | BOP | 18 | 0 | YES | YES |  | YES |  | 26-MAY-2025 8:00:18PM | [26 empty] | E1002 : Pradeep Sati | 20-JUN-2025 10:44:07AM | E1002 : Pradeep Sati
Service Charges | Certification Charge |  | SC5 | Certification Charge,Factory License, | 997331 | 0 | NOS | 0 | 0 | BOP | 18 | 0 | YES | YES |  | YES |  | 26-MAY-2025 8:00:18PM | [26 empty] | E1002 : Pradeep Sati | 20-JUN-2025 10:44:13AM | E1002 : Pradeep Sati
Service Charges | Service |  | SC50 | Service,Telecommunication,Jio | 85235210 | 0 | NOS | 0 | 0 | BOP | 18 | 0 | YES | YES |  | YES |  | 26-MAY-2025 8:00:18PM | [26 empty] | E1002 : Pradeep Sati | 20-JUN-2025 10:44:47AM | E1002 : Pradeep Sati
Service Charges | Service |  | SC51 | Service,Server,Sagar Informatics Pvt. Ltd. | 998314 | 0 | NOS | 0 | 0 | BOP | 18 | 0 | YES | YES |  | NO |  | 26-MAY-2025 8:00:18PM | [26 empty] | E1002 : Pradeep Sati
Service Charges | Service |  | SC52 | Service,Domain,Go Daddy | 998319 | 0 | NOS | 0 | 0 | BOP | 18 | 0 | YES | YES |  | NO |  | 26-MAY-2025 8:00:18PM | [26 empty] | E1002 : Pradeep Sati
Service Charges | Service |  | SC53 | Service,Website Hosting,Big Rock | 998315 | 0 | NOS | 0 | 0 | BOP | 18 | 0 | YES | YES |  | NO |  | 26-MAY-2025 8:00:18PM | [26 empty] | E1002 : Pradeep Sati
Service Charges | Service |  | SC54 | Service,Security,RF Security | 9954 | 0 | NOS | 0 | 0 | BOP | 18 | 0 | YES | YES |  | NO |  | 26-MAY-2025 8:00:18PM | [26 empty] | E1002 : Pradeep Sati
Service Charges | Service |  | SC55 | Service,Contractual Associates,HK Management | 9954 | 0 | NOS | 0 | 0 | BOP | 18 | 0 | YES | YES |  | NO |  | 26-MAY-2025 8:00:18PM | [26 empty] | E1002 : Pradeep Sati
Service Charges | Service |  | SC56 | Service,Contractual Associates,Shri Shyam Enterprise | 9954 | 0 | NOS | 0 | 0 | BOP | 18 | 0 | YES | YES |  | NO |  | 26-MAY-2025 8:00:18PM | [26 empty] | E1002 : Pradeep Sati
Service Charges | Service |  | SC57 | Service,Piping & Fitting Cleaning, | 995462 | 0 | NOS | 600 | 0 | RAW | 18 | 0 | YES | YES |  | YES |  | 10-JUN-2025 8:19:37PM | [26 empty] | E1002 : Pradeep Sati | 20-JUN-2025 10:44:59AM | E1002 : Pradeep Sati
Service Charges | Service |  | SC58 | Service,Spiral Binding, | 72179099 | 4 | NOS | 80 | 0 | RAW | 18 | 0 | YES | YES |  | YES |  | 13-JUN-2025 3:42:10PM | [26 empty] | E1002 : Pradeep Sati | 07-JUL-2025 3:05:04PM | E1002 : Pradeep Sati
Service Charges | Certification Charge |  | SC59 | Certification Charge,Testing-Ambient Air Quality, | 998346 | 0 | NOS | 0 | 0 | RAW | 18 | 0 | YES | YES |  | NO |  | 23-JUN-2025 4:59:08PM | [26 empty] | E1002 : Pradeep Sati
Service Charges | Certification Charge |  | SC6 | Certification Charge,OC-Factory, | 997331 | 0 | NOS | 0 | 0 | BOP | 18 | 0 | YES | YES |  | YES |  | 26-MAY-2025 8:00:18PM | [26 empty] | E1002 : Pradeep Sati | 20-JUN-2025 10:45:16AM | E1002 : Pradeep Sati
Service Charges | Certification Charge |  | SC60 | Certification Charge,Testing-Indoor Air Quality, | 998346 | 0 | NOS | 0 | 0 | RAW | 18 | 0 | YES | YES |  | NO |  | 23-JUN-2025 4:59:08PM | [26 empty] | E1002 : Pradeep Sati
Service Charges | Certification Charge |  | SC61 | Certification Charge,Testing-Indoor Noise Level, | 998346 | 0 | NOS | 0 | 0 | RAW | 18 | 0 | YES | YES |  | NO |  | 23-JUN-2025 4:59:08PM | [26 empty] | E1002 : Pradeep Sati
Service Charges | Certification Charge |  | SC62 | Certification Charge,Testing-Drinking Water, | 998346 | 0 | NOS | 0 | 0 | RAW | 18 | 0 | YES | YES |  | NO |  | 23-JUN-2025 4:59:08PM | [26 empty] | E1002 : Pradeep Sati
Service Charges | Certification Charge |  | SC63 | Certification Charge,Testing-Row Water, | 998346 | 0 | NOS | 0 | 0 | RAW | 18 | 0 | YES | YES |  | NO |  | 23-JUN-2025 4:59:08PM | [26 empty] | E1002 : Pradeep Sati
Service Charges | Certification Charge |  | SC64 | Certification Charge,Testing-Earth Pit, | 998346 | 0 | NOS | 0 | 0 | RAW | 18 | 0 | YES | YES |  | NO |  | 23-JUN-2025 4:59:08PM | [26 empty] | E1002 : Pradeep Sati
Service Charges | Certification Charge |  | SC65 | Certification Charge,Testing-Electric Wire Rope Hoist, | 998346 | 0 | NOS | 0 | 0 | RAW | 18 | 0 | YES | YES |  | NO |  | 23-JUN-2025 4:59:08PM | [26 empty] | E1002 : Pradeep Sati
Service Charges | Certification Charge |  | SC66 | Certification Charge,Calibration-D-Shackle, | 998346 | 0 | NOS | 0 | 0 | RAW | 18 | 0 | YES | YES |  | NO |  | 23-JUN-2025 4:59:08PM | [26 empty] | E1002 : Pradeep Sati
Service Charges | Certification Charge |  | SC67 | Certification Charge,Calibration-Air Tank, | 998346 | 0 | NOS | 0 | 0 | RAW | 18 | 0 | YES | YES |  | NO |  | 23-JUN-2025 4:59:08PM | [26 empty] | E1002 : Pradeep Sati
Service Charges | Certification Charge |  | SC68 | Certification Charge,Calibration-Pressure Gauge, | 998346 | 0 | NOS | 250 | 0 | RAW | 18 | 0 | YES | YES |  | NO |  | 23-JUN-2025 4:59:08PM | [26 empty] | E1002 : Pradeep Sati
Service Charges | Certification Charge |  | SC69 | Certification Charge,Calibration-Multimeter, | 998346 | 0 | NOS | 0 | 0 | RAW | 18 | 0 | YES | YES |  | NO |  | 23-JUN-2025 4:59:08PM | [26 empty] | E1002 : Pradeep Sati
Service Charges | Certification Charge |  | SC7 | Certification Charge,ISO-9001,Sakhi Management | 998311 | 0 | NOS | 0 | 0 | BOP | 18 | 0 | YES | YES |  | YES |  | 26-MAY-2025 8:00:18PM | [26 empty] | E1002 : Pradeep Sati | 20-JUN-2025 10:45:31AM | E1002 : Pradeep Sati
Service Charges | Certification Charge |  | SC70 | Certification Charge,Calibration-Hand Pallet Truck, | 998346 | 0 | NOS | 700 | 0 | RAW | 18 | 0 | YES | YES |  | NO |  | 23-JUN-2025 4:59:08PM | [26 empty] | E1002 : Pradeep Sati
Service Charges | Certification Charge |  | SC71 | Certification Charge,Calibration-Digital Vernier Caliper, | 998346 | 0 | NOS | 250 | 0 | RAW | 18 | 0 | YES | YES |  | NO |  | 23-JUN-2025 4:59:08PM | [26 empty] | E1002 : Pradeep Sati
Service Charges | Certificate Renewal Charge |  | SC72 | Certificate Renewal Charge,Testing-Ambient Air Quality, | 998346 | 0 | NOS | 0 | 0 | RAW | 18 | 0 | YES | YES |  | NO |  | 23-JUN-2025 4:59:08PM | [26 empty] | E1002 : Pradeep Sati
Service Charges | Certificate Renewal Charge |  | SC73 | Certificate Renewal Charge,Testing-Indoor Air Quality, | 998346 | 0 | NOS | 0 | 0 | RAW | 18 | 0 | YES | YES |  | NO |  | 23-JUN-2025 4:59:08PM | [26 empty] | E1002 : Pradeep Sati
Service Charges | Certificate Renewal Charge |  | SC74 | Certificate Renewal Charge,Testing-Indoor Noise Level, | 998346 | 0 | NOS | 0 | 0 | RAW | 18 | 0 | YES | YES |  | NO |  | 23-JUN-2025 4:59:08PM | [26 empty] | E1002 : Pradeep Sati
Service Charges | Certificate Renewal Charge |  | SC75 | Certificate Renewal Charge,Testing-Drinking Water, | 998346 | 0 | NOS | 0 | 0 | RAW | 18 | 0 | YES | YES |  | NO |  | 23-JUN-2025 4:59:08PM | [26 empty] | E1002 : Pradeep Sati
Service Charges | Certificate Renewal Charge |  | SC76 | Certificate Renewal Charge,Testing-Row Water, | 998346 | 0 | NOS | 0 | 0 | RAW | 18 | 0 | YES | YES |  | NO |  | 23-JUN-2025 4:59:08PM | [26 empty] | E1002 : Pradeep Sati
Service Charges | Certificate Renewal Charge |  | SC77 | Certificate Renewal Charge,Testing-Earth Pit, | 998346 | 0 | NOS | 650 | 0 | RAW | 18 | 0 | YES | YES |  | NO |  | 23-JUN-2025 4:59:08PM | [26 empty] | E1002 : Pradeep Sati
Service Charges | Certificate Renewal Charge |  | SC78 | Certificate Renewal Charge,Testing-Electric Wire Rope Hoist, | 998346 | 0 | NOS | 0 | 0 | RAW | 18 | 0 | YES | YES |  | NO |  | 23-JUN-2025 4:59:08PM | [26 empty] | E1002 : Pradeep Sati
Service Charges | Certificate Renewal Charge |  | SC79 | Certificate Renewal Charge,Calibration-D-Shackle, | 998346 | 0 | NOS | 400 | 0 | RAW | 18 | 0 | YES | YES |  | NO |  | 23-JUN-2025 4:59:08PM | [26 empty] | E1002 : Pradeep Sati
Service Charges | Certification Charge |  | SC8 | Certification Charge,ISO-14001,Sakhi Management | 998311 | 0 | NOS | 0 | 0 | BOP | 18 | 0 | YES | YES |  | YES |  | 26-MAY-2025 8:00:18PM | [26 empty] | E1002 : Pradeep Sati | 20-JUN-2025 10:45:36AM | E1002 : Pradeep Sati
Service Charges | Certificate Renewal Charge |  | SC80 | Certificate Renewal Charge,Calibration-Air Tank, | 998346 | 0 | NOS | 800 | 0 | RAW | 18 | 0 | YES | YES |  | NO |  | 23-JUN-2025 4:59:08PM | [26 empty] | E1002 : Pradeep Sati
Service Charges | Certificate Renewal Charge |  | SC81 | Certificate Renewal Charge,Calibration-Pressure Gauge, | 998346 | 0 | NOS | 0 | 0 | RAW | 18 | 0 | YES | YES |  | NO |  | 23-JUN-2025 4:59:08PM | [26 empty] | E1002 : Pradeep Sati
Service Charges | Certificate Renewal Charge |  | SC82 | Certificate Renewal Charge,Calibration-Multimeter, | 998346 | 0 | NOS | 1200 | 0 | RAW | 18 | 0 | YES | YES |  | NO |  | 23-JUN-2025 4:59:08PM | [26 empty] | E1002 : Pradeep Sati
Service Charges | Certificate Renewal Charge |  | SC83 | Certificate Renewal Charge,Calibration-Hand Pallet Truck, | 998346 | 0 | NOS | 0 | 0 | RAW | 18 | 0 | YES | YES |  | NO |  | 23-JUN-2025 4:59:08PM | [26 empty] | E1002 : Pradeep Sati
Service Charges | Certificate Renewal Charge |  | SC84 | Certificate Renewal Charge,Calibration-Digital Vernier Caliper, | 998346 | 0 | NOS | 0 | 0 | RAW | 18 | 0 | YES | YES |  | NO |  | 23-JUN-2025 4:59:08PM | [26 empty] | E1002 : Pradeep Sati
Service Charges | Service |  | SC85 | Service,Visit Charge, | 9987 | 0 | NOS | 23000 | 0 | RAW | 18 | 0 | YES | YES |  | NO |  | 24-JUN-2025 12:45:54PM | [26 empty] | E1002 : Pradeep Sati
Service Charges | Service |  | SC86 | Service,Service Charge,Screw Overhauling and Repairing (Complete Work) - IR-RSB 15 | 998717 | 0 | NOS | 132030 | 0 | RAW | 18 | 0 | YES | YES |  | NO |  | 05-AUG-2025 5:34:32PM | [26 empty] | E1002 : Pradeep Sati
Service Charges | Service |  | SC87 | Service,Service Charge,Nitrogen Leak Testing | 8717 | 0 | NOS | 19500 | 0 | RAW | 18 | 0 | YES | YES |  | NO |  | 26-SEP-2025 3:12:16PM | [26 empty] | E1002 : Pradeep Sati
Service Charges | Service |  | SC88 | Service,Service Charge,Fire Extinguisher Refilling | 38130000 | 0 | NOS | 375 | 0 | RAW | 18 | 0 | YES | YES |  | NO |  | 13-OCT-2025 12:35:02PM | [26 empty] | E1002 : Pradeep Sati | 16-OCT-2025 12:24:42PM | H1155 : Raushan Kumar
Service Charges | Service |  | SC89 | Service,Argon Welding Charge, | 9987 | 0 | NOS | 124.87 | 0 | RAW | 18 | 0 | YES | YES |  | NO |  | 03-NOV-2025 12:03:48PM | [26 empty] | E1002 : Pradeep Sati | 05-NOV-2025 9:48:29AM | H1155 : Raushan Kumar
Service Charges | Certification Charge |  | SC9 | Certification Charge,ISO-13485,Sakhi Management | 998311 | 0 | NOS | 0 | 0 | BOP | 18 | 0 | YES | YES |  | YES |  | 26-MAY-2025 8:00:18PM | [26 empty] | E1002 : Pradeep Sati | 20-JUN-2025 10:45:41AM | E1002 : Pradeep Sati
Service Charges | Service |  | SC90 | Service,Entertainment Charges, | 9996 | 0 | NOS | 5000 | 0 | RAW | 18 | 0 | YES | YES |  | NO |  | 04-NOV-2025 2:30:44PM | [26 empty] | E1002 : Pradeep Sati
Service Charges | Service |  | SC91 | Service,Termit Control | 998531 | 0 | NOS | 7007 | 0 | RAW | 18 | 0 | YES | YES |  | NO |  | 07-NOV-2025 10:44:52AM | [26 empty] | E1002 : Pradeep Sati
Service Charges | Service |  | SC92 | Service,General Pest Control | 998531 | 0 | NOS | 4000 | 0 | RAW | 18 | 0 | YES | YES |  | NO |  | 07-NOV-2025 10:44:52AM | [26 empty] | E1002 : Pradeep Sati
Service Charges | Service |  | SC93 | Service,Repair Charge,Compressor | 9987 | 0 | NOS | 55000 | 0 | RAW | 18 | 0 | YES | YES |  | NO |  | 08-JAN-2026 4:47:30PM | [26 empty] | E1002 : Pradeep Sati | 20-JAN-2026 12:34:47PM | H1155 : Raushan Kumar
Service Charges | Service |  | SC94 | Service,Development Charge,Electronic Equipment | 9981 | 0 | NOS | 28000 | 0 | RAW | 18 | 0 | YES | YES |  | NO |  | 07-MAY-2026 5:29:24PM | [26 empty] | E1002 : Pradeep Sati
Service Charges | Service |  | SC95 | Service,Consultancy Fees, | 9983 | 0 | NOS | 9750 | 0 | RAW | 18 | 0 | YES | YES |  | NO |  | 28-MAY-2026 5:06:34PM | [26 empty] | E1002 : Pradeep Sati
Service Charges | Service |  | SC96 | Service,Repair Charge,Dryer | 9987 | 0 | NOS | 0 | 0 | RAW | 18 | 0 | YES | YES |  | NO |  | 28-MAY-2026 5:06:34PM | [26 empty] | E1002 : Pradeep Sati
Service Charges | Service |  | SC97 | Service,Wooden Packing | 998891 | 0 | NOS | 21120 | 0 | RAW | 18 | 0 | YES | YES |  | NO |  | 26-JUL-2026 5:43:16PM | [26 empty] | E1002 : Pradeep Sati | 29-JUL-2026 10:39:10AM | H1155 : Raushan Kumar
Service Charges | Service |  | SC98 | Service,Repair Charge,Printer | 9987 | 0 | NOS | 850 | 0 | RAW | 18 | 0 | YES | YES |  | NO |  | 17-AUG-2026 1:58:48PM | [26 empty] | E1002 : Pradeep Sati
After Sales | Servo- PSA Oxygen Plant |  | Servo - 1000 LPM | Servo - 1000 LPM | 903210 | 0 | NOS | 0 | 440000 | Part | 18 | 0 | YES | YES |  | NO | Servo Stabilizer for 1000 LPM PSA oxygen Plant | 31-AUG-2025 4:36:03AM | Item | Servo Stabilizer | Load ( KW) | 85 KW | Cooling | Oil Cooled | Features | Single Phase Preventer | [18 empty] | E1002 : Pradeep Sati | 31-AUG-2025 4:41:44AM | E1002 : Pradeep Sati
After Sales | Servo- PSA Oxygen Plant |  | Servo - 250 LPM | Servo - 250 LPM | 903210 | 0 | NOS | 0 | 165000 | Part | 18 | 0 | YES | YES |  | NO | Servo Stabilizer for 250 LPM PSA Oxygen Plant | 31-AUG-2025 4:36:03AM | Item | Servo Stabilizer | Load ( KW) | 25 KW | Cooling | Oil Cooled | Features | Single Phase Preventer | [18 empty] | E1002 : Pradeep Sati | 31-AUG-2025 4:41:44AM | E1002 : Pradeep Sati
Semi Finished Goods |  |  | SFG1 | Pressure vessel-D1-F00-OD-219mm |  | 2 | SET | 17000 | 1 | Part | 18 |  | NO | NO |  | NO |  | 13-SEP-2023 2:49:23PM | [26 empty] | E1117 : Arun Kumar
Semi Finished Goods | Raw materials |  | SFG10 | Vessel/ Internal dia 1100 mm, shell height 1500 mm shell thickness 8 mm dish end thickness 8 mm |  | 0 | PCS | 54150 | 0 | Part | 18 |  | NO | NO |  | NO |  | 26-FEB-2024 12:54:39PM | [26 empty] | E1117 : Arun Kumar | 13-MAR-2024 9:25:31AM | E1117 : Arun Kumar
Semi Finished Goods | Raw materials |  | SFG11 | Base Frame MS 6 MM 2633 X 1253 | 7326 | 0 | PCS | 31500 | 0 | Part | 18 |  | NO | NO |  | NO |  | 11-MAR-2024 10:38:42AM | [26 empty] | E1117 : Arun Kumar | 11-MAR-2024 11:44:28AM | E1117 : Arun Kumar
Semi Finished Goods | Raw materials |  | SFG12 | Cabinet Ngen New Design1000 X500x 400 | 7326 | 3 | PCS | 7232 | 0 | Part | 18 | 0 | NO | NO |  | NO |  | 11-MAR-2024 1:03:29PM | [26 empty] | E1117 : Arun Kumar | 09-APR-2025 2:31:38PM | H1155 : Raushan Kumar
Semi Finished Goods | Raw materials |  | SFG13 | MS Dish END 4 inch | 7309 | 4 | PCS | 170 | 0 | Part | 18 | 0 | NO | NO |  | NO |  | 19-APR-2024 2:42:12PM | [26 empty] | E1117 : Arun Kumar | 21-JAN-2025 2:28:14PM | H1155 : Raushan Kumar
Semi Finished Goods | Raw materials |  | SFG14 | MS Dish END 12 Inch | 7309 | 2 | PCS | 1125 | 0 | Part | 18 | 0 | NO | NO |  | NO |  | 04-MAY-2024 11:05:29AM | [26 empty] | H1155 : Raushan Kumar | 04-OCT-2024 3:54:48PM | E1117 : Arun Kumar
Semi Finished Goods | Raw materials |  | SFG15 | Sandwitch 725 ID Hole dia/ 4 or 5 mm MS |  | 0 | PCS | 1 | 0 | Part | 18 |  | NO | NO |  | NO |  | 17-MAY-2024 12:37:25PM | [26 empty] | E1117 : Arun Kumar | 03-JUN-2024 10:30:06AM | H1155 : Raushan Kumar
Semi Finished Goods | Raw materials |  | SFG16 | SANDWICH OD 339 |  | 11 | PCS | 1 | 0 | Part | 18 |  | NO | NO |  | NO |  | 17-JUN-2024 2:00:15PM | [26 empty] | E1117 : Arun Kumar | 03-APR-2025 10:46:07AM | H1155 : Raushan Kumar
Semi Finished Goods | Raw materials |  | SFG17 | MS Round Pipe ID 100 x 6 x 1200 mm- ID x Tx L | 7304 | 2 | PCS | 1574.01 | 0 | Part | 18 |  | NO | NO |  | NO |  | 26-JUL-2024 12:54:41PM | [26 empty] | E1117 : Arun Kumar | 21-JAN-2025 2:28:14PM | H1155 : Raushan Kumar
Semi Finished Goods | Raw materials |  | SFG18 | MS Round Pipe ID 304 x 8 x 1300 mm- ID x Tx L | 7304 | 0 | PCS | 5919.48 | 0 | Part | 18 |  | NO | NO |  | NO |  | 26-JUL-2024 12:55:31PM | [26 empty] | E1117 : Arun Kumar | 21-OCT-2024 5:28:04PM | H1155 : Raushan Kumar
Semi Finished Goods | Raw materials |  | SFG19 | Cabinet N-gen New Design 1300x700x425 | 72109090 | 3 | PCS | 8708.6 | 0 | Part | 18 | 0 | NO | NO |  | NO |  | 12-AUG-2024 9:45:57AM | [26 empty] | E1117 : Arun Kumar | 13-FEB-2025 12:01:43PM | H1155 : Raushan Kumar
Semi Finished Goods | Raw materials |  | SFG20 | MS Sheet 1250x2500x10 mm | 7208 | 0 | PCS | 17169 | 0 | Part | 18 |  | NO | NO |  | NO |  | 18-SEP-2024 11:06:38AM | [26 empty] | E1117 : Arun Kumar | 08-OCT-2024 9:24:14AM | E1117 : Arun Kumar
Semi Finished Goods | Raw materials |  | SFG21 | MS Sheet 12500x2500x6 mm | 7208 | 0 | PCS | 9324 | 0 | Part | 18 |  | NO | NO |  | NO |  | 18-SEP-2024 11:08:09AM | [26 empty] | E1117 : Arun Kumar | 27-JAN-2025 9:30:32AM | H1155 : Raushan Kumar
Semi Finished Goods | Raw materials |  | SFG22 | MS Sheet 1250x2500x2 MM | 7208 | 0 | PCS | 3250 | 0 | Part | 18 |  | NO | NO |  | NO |  | 18-SEP-2024 11:08:41AM | [26 empty] | E1117 : Arun Kumar | 28-DEC-2024 3:46:11PM | H1155 : Raushan Kumar
Semi Finished Goods | Sheet Metal Fabrication |  | SFG23 | PCB Mounting Plate |  | 0 | NOS | 0 | 0 | Part | 18 |  | NO | NO |  | NO |  | 18-SEP-2024 3:01:45PM | [26 empty] | E1117 : Arun Kumar | 20-SEP-2024 2:19:07PM | E1117 : Arun Kumar
Semi Finished Goods | Raw materials |  | SFG24 | Seamless MS pipe OD 406 MM - ID 394 MM L- 1600 MM T- 6 MM | 7306 | 1 | PCS | 8402.5 | 0 | Part | 18 |  | NO | NO |  | NO |  | 24-SEP-2024 11:15:45AM | [26 empty] | E1117 : Arun Kumar | 31-MAR-2025 10:02:14AM | H1155 : Raushan Kumar
Semi Finished Goods | Raw materials |  | SFG25 | Dish End 16 inch | 7309 | 4 | PCS | 1510 | 0 | Part | 18 |  | NO | NO |  | NO |  | 24-SEP-2024 11:20:10AM | [26 empty] | E1117 : Arun Kumar | 31-MAR-2025 10:02:14AM | H1155 : Raushan Kumar
Semi Finished Goods | Raw materials |  | SFG26 | MS Strip 50 x 3 mm thickness |  | 8 | MTR | 78.27 | 0 | Part | 18 |  | NO | NO |  | NO |  | 05-OCT-2024 5:07:54PM | [26 empty] | E1117 : Arun Kumar | 10-DEC-2024 3:53:27PM | H1155 : Raushan Kumar
Semi Finished Goods | Raw materials |  | SFG27 | MS Wire mesh 2500 x 2000 mm |  | 0 | MTR | 0 | 0 | Part | 18 |  | NO | NO |  | NO |  | 05-OCT-2024 5:12:06PM | [26 empty] | E1117 : Arun Kumar
Semi Finished Goods | Horizontal Air Receiver Tank |  | SFG28 | Horizontal Air Receiver Tank 500LTR WP-7kg/cm2 Shell HOS 1500mm, T-5mm, Dishend OD 610 mm in/out1-5 |  | 0 | SET | 19000 | 0 | Part | 18 | 0 | NO | NO |  | NO |  | 16-OCT-2024 2:56:53PM | [26 empty] | E1117 : Arun Kumar | 13-DEC-2024 12:25:23PM | H1155 : Raushan Kumar
Semi Finished Goods | Horizontal Air Receiver Tank |  | SFG29 | Horizontal Air Receiver Tank 500LTR WP-7kg/cm2 Shell HOS 1500mm, T-5mm, Dishend OD 610 mm in/out 1/2 |  | 0 | PCS | 18000 | 0 | Part | 18 | 0 | NO | NO |  | NO |  | 16-OCT-2024 2:58:17PM | [26 empty] | E1117 : Arun Kumar | 13-DEC-2024 12:25:23PM | H1155 : Raushan Kumar
Semi Finished Goods | Raw materials |  | SFG3 | ERW MS pipe OD 356 MM - ID 344 MM L- 1820 MM T- 6 MM | 7306 | 5 | PCS | 7013.25 | 0 | Part | 18 | 0 | NO | NO |  | NO |  | 22-JAN-2024 11:00:01AM | MOC | IS 2062 | OD | 356 mm ( 14 Inch ) | ID | 344 MM | length | 1820 mm | Thickness | 6 mm | [16 empty] | E1117 : Arun Kumar | 03-APR-2025 10:46:07AM | H1155 : Raushan Kumar
Semi Finished Goods | Horizontal Air Receiver Tank |  | SFG30 | Horizontal Air Receiver Tank 300LTR WP-7kg/cm2 Shell HOS 1300mm, T-5mm, Dishend OD 510mm in/out 1-5 |  | 0 | SET | 14500 | 0 | Part | 18 | 0 | NO | NO |  | NO |  | 16-OCT-2024 3:01:06PM | [26 empty] | E1117 : Arun Kumar | 13-DEC-2024 12:25:23PM | H1155 : Raushan Kumar
Semi Finished Goods | PSA Tank / PSA Vessel |  | SFG31 | PSA Tank ID 610 MM Shell H- 1500 Drawing No -C6-5 -F02 |  | 0 | NOS | 22500 | 0 | Part | 18 | 0 | NO | NO |  | NO |  | 19-OCT-2024 9:57:12AM | [26 empty] | E1117 : Arun Kumar | 02-DEC-2024 11:05:37AM | H1155 : Raushan Kumar
Semi Finished Goods | Raw materials |  | SFG32 | MS Perforated Plate, Size - 1250 x 2500 MM, Thik- 5 MM, Hole Dia - 5 MM , pitch 14-15 MM |  | 4 | PCS | 9500 | 0 | Part | 18 |  | NO | NO |  | NO |  | 02-DEC-2024 12:14:01PM | [26 empty] | E1117 : Arun Kumar | 18-DEC-2024 10:58:43AM | H1155 : Raushan Kumar
Semi Finished Goods | Sheet Metal Fabrication |  | SFG33 | Analyzer LPM Meter Clamp - Aluminum 2 mm L Bracket | 7601 | 37 | PCS | 70 | 0 | Part | 18 |  | NO | NO |  | NO |  | 03-DEC-2024 2:41:56PM | [26 empty] | E1117 : Arun Kumar | 29-AUG-2025 12:11:54PM | H1155 : Raushan Kumar
Semi Finished Goods | Raw materials |  | SFG34 | SS 304 Perforated Sheet Hole -4 mm ID, Thik -1 mm Pitch -6 mm - 1250mm x 4 MTR |  | 0 | NOS | 13119.6 | 0 | Part | 18 | 0 | NO | NO |  | NO |  | 20-DEC-2024 3:55:37PM | [26 empty] | E1117 : Arun Kumar | 09-JUN-2025 10:29:03AM | H1155 : Raushan Kumar
Semi Finished Goods | Raw materials |  | SFG35 | ERW MS pipe OD 356 MM - ID 344 MM L- 1600 MM T- 6 MM | 7306 | 0 | PCS | 6183.75 | 0 | Part | 18 |  | NO | NO |  | NO |  | 13-JAN-2025 12:13:32PM | [26 empty] | E1117 : Arun Kumar | 21-JAN-2025 1:59:04PM | H1155 : Raushan Kumar
Semi Finished Goods | Sheet Metal Fabrication |  | SFG36 | FR Clamp Size 1/2 inch MS | 7208 | 19 | PCS | 27.72 | 0 | Part | 18 | 0 | NO | NO |  | NO | 1.Plate thickness is 3mm. 2.Plate Material Grade (M.S). 3.Band Radius is 2mm. | 03-FEB-2025 10:55:26AM | [26 empty] | E1117 : Arun Kumar | 09-APR-2025 2:31:39PM | H1155 : Raushan Kumar
Semi Finished Goods | Sheet Metal Fabrication |  | SFG37 | PT Clamp 0-16 /0-10 MS | 7208 | 19 | PCS | 19.32 | 0 | Part | 18 | 0 | NO | NO |  | NO | 1.Plate thickness is 2mm. 2.Plate Material Grade (M.S). 3.Band Radius is 2mm. | 03-FEB-2025 10:56:24AM | [26 empty] | E1117 : Arun Kumar | 09-APR-2025 2:31:39PM | H1155 : Raushan Kumar
Semi Finished Goods | Sheet Metal Fabrication |  | SFG38 | Filter Clamp G07 1/2 inch MS | 7208 | 18 | PCS | 14.98 | 0 | Part | 18 | 0 | NO | NO |  | NO | 1.Plate thickness is 2mm. 2.Plate Material Grade (M.S). 3.Band Radius is 2mm. | 03-FEB-2025 10:57:16AM | [26 empty] | E1117 : Arun Kumar | 19-MAR-2025 2:18:51PM | H1155 : Raushan Kumar
Semi Finished Goods | Sheet Metal Fabrication |  | SFG39 | Filter Clamp G012 1-1/2 inch MS | 7208 | 21 | PCS | 62.16 | 0 | Part | 18 | 0 | NO | NO |  | NO | 1.Plate thickness is 5mm. 2.Plate Material Grade (M.S). 3.Band Radius is 4mm. | 03-FEB-2025 10:57:58AM | [26 empty] | E1117 : Arun Kumar | 13-FEB-2025 12:07:43PM | H1155 : Raushan Kumar
Semi Finished Goods | Raw materials |  | SFG4 | MS Dish END ID 344 mm x Thik - 8 MM | 7309 | 40 | PCS | 1465 | 0 | Part | 18 | 0 | NO | NO |  | NO |  | 22-JAN-2024 11:03:01AM | Type | Torispherical | MOC | MS IS 2062 | OD | 360 mm | ID | 344 mm | Thickness | 8 mm | [16 empty] | E1117 : Arun Kumar | 03-APR-2025 10:46:07AM | H1155 : Raushan Kumar
Semi Finished Goods | Sheet Metal Fabrication |  | SFG40 | FR Clamp Size 1/2 inch SS | 7219 | 2 | PCS | 128.7 | 0 | Part | 18 | 0 | NO | NO |  | NO |  | 03-FEB-2025 11:57:53AM | [26 empty] | E1117 : Arun Kumar | 03-FEB-2025 11:59:25AM | E1117 : Arun Kumar
Semi Finished Goods | Sheet Metal Fabrication |  | SFG41 | PT Clamp 0-16 /0-10 SS | 7219 | 2 | PCS | 89.7 | 0 | Part | 18 |  | NO | NO |  | NO |  | 03-FEB-2025 11:58:26AM | [26 empty] | E1117 : Arun Kumar
Semi Finished Goods | Sheet Metal Fabrication |  | SFG42 | Filter Clamp G07 1/2 inch SS | 7219 | 2 | PCS | 69.55 | 0 | Part | 18 |  | NO | NO |  | NO |  | 03-FEB-2025 11:58:51AM | [26 empty] | E1117 : Arun Kumar
Semi Finished Goods | Sheet Metal Fabrication |  | SFG43 | Filter Clamp G012 1-1/2 inch ss | 7219 | 2 | PCS | 288.6 | 0 | Part | 18 | 0 | NO | NO |  | NO |  | 03-FEB-2025 11:59:15AM | [26 empty] | E1117 : Arun Kumar | 03-FEB-2025 12:07:50PM | E1117 : Arun Kumar
Semi Finished Goods | Raw materials |  | SFG44 | SANDWICH OD 595 |  | 2 | NOS | 0 | 0 | Part | 18 |  | NO | NO |  | NO |  | 31-MAR-2025 12:53:40PM | [26 empty] | E1117 : Arun Kumar | 31-MAR-2025 1:53:13PM | H1155 : Raushan Kumar
Semi Finished Goods | Raw materials |  | SFG45 | SANDWICH OD 390 |  | 9 | NOS | 0 | 0 | Part | 18 |  | NO | NO |  | NO |  | 31-MAR-2025 12:54:40PM | [26 empty] | E1117 : Arun Kumar | 31-MAR-2025 1:49:59PM | H1155 : Raushan Kumar
Semi Finished Goods | Raw materials |  | SFG5 | MS Channels H-75 x W 40 x L555 | 7216 | 0 | PCS | 1 | 0 | Part | 18 | 0 | NO | NO |  | NO |  | 22-JAN-2024 11:06:49AM | Type | ISMC 75 | MOC | MS | Height | 75 mm | Width | 40 mm | Length | 555 mm | Thickness | 4.4 mm | [14 empty] | E1117 : Arun Kumar | 06-MAY-2024 12:11:13PM | H1155 : Raushan Kumar
Semi Finished Goods | Raw materials |  | SFG6 | MS Channels H-100 x W50 x l 6 MTR | 7216 | 0 | NOS | 2745 | 0 | Part | 18 | 0 | NO | NO |  | NO |  | 22-JAN-2024 11:10:27AM | Type | ISMC-100 | MOC | MS | Height | 100 mm | Width | 50 mm | Thickness | 4.7 mm | [16 empty] | E1117 : Arun Kumar | 27-JAN-2025 9:30:31AM | H1155 : Raushan Kumar
Semi Finished Goods | Raw materials |  | SFG7 | MS I -Beam H-150 x W75 | 7216 | 0 | NOS | 6253 | 0 | Part | 18 | 0 | NO | NO |  | NO |  | 22-JAN-2024 11:13:41AM | Type | ISMB (I-Beam) | MOC | MS | Height | 150 mm | Width | 75 mm | Thickness | 5 mm | [16 empty] | E1117 : Arun Kumar | 24-MAR-2025 9:05:03AM | H1155 : Raushan Kumar
Semi Finished Goods | Raw materials |  | SFG8 | Base frame Clubbed back | 7326 | 0 | PCS | 10500 | 0 | Part | 18 |  | NO | NO |  | NO |  | 26-FEB-2024 12:27:35PM | [26 empty] | E1117 : Arun Kumar | 22-MAY-2024 1:53:59PM | E1117 : Arun Kumar
Semi Finished Goods | Raw materials |  | SFG9 | Vessel/ Internal dia 730 mm, shell height 1190 mm -shell thickness 6 mm dish end thickness 8 mm |  | 0 | PCS | 24000 | 0 | Part | 18 |  | NO | NO |  | NO |  | 26-FEB-2024 12:53:53PM | [26 empty] | E1117 : Arun Kumar | 13-FEB-2025 12:07:43PM | H1155 : Raushan Kumar
Silencer | Muffler |  | SIL1 | Muffler,Alwitco-M05,1/2",111005,Corrosion Resistant Aluminum,80 mm,152 mm,8.6 Barg,Male-NPT | 84149090 | 0 | NOS | 1421 | 0 | RAW | 18 | 0 | YES | YES |  | NO |  | 21-APR-2025 6:49:51PM | [26 empty] | E1002 : Pradeep Sati | 04-FEB-2026 12:04:02PM | H1155 : Raushan Kumar
Silencer | Muffler Element |  | SIL10 | Muffler Element,Alwitco-M10,911010,Cellulose fiber,8.6 Barg | 84149090 | 39 | NOS | 1 | 0 | RAW | 18 | 0 | YES | YES |  | NO |  | 21-APR-2025 6:49:51PM | [26 empty] | E1002 : Pradeep Sati | 10-APR-2026 4:09:09PM | H1155 : Raushan Kumar
Silencer | Muffler Element |  | SIL11 | Muffler Element,Alwitco-M12,911012,Cellulose fiber,8.6 Barg | 84149090 | 0 | NOS | 0 | 0 | RAW | 18 | 0 | YES | YES |  | NO |  | 21-APR-2025 6:49:51PM | [26 empty] | E1002 : Pradeep Sati
Silencer | Muffler Element |  | SIL12 | Muffler Element,Alwitco-M15,911015,Cellulose fiber,8.6 Barg | 84149090 | 0 | NOS | 7949 | 0 | RAW | 18 | 0 | YES | YES |  | NO |  | 21-APR-2025 6:49:51PM | [26 empty] | E1002 : Pradeep Sati | 02-SEP-2026 2:03:57PM | H1155 : Raushan Kumar
Silencer | Muffler Element |  | SIL13 | Muffler Element,Alwitco-M20,911020,Cellulose fiber,8.6 Barg | 84149090 | 0 | NOS | 0 | 0 | RAW | 18 | 0 | YES | YES |  | NO |  | 21-APR-2025 6:49:51PM | [26 empty] | E1002 : Pradeep Sati
Silencer | Muffler |  | SIL14 | Muffler,MMHP,1/2",5152137-3,,,,8.6 Barg,Male-NPT | 8414 | 19 | NOS | 1592 | 0 | RAW | 18 | 0 | YES | YES |  | NO |  | 15-JUN-2026 1:02:10AM | [26 empty] | E1002 : Pradeep Sati
Silencer | Muffler |  | SIL15 | Muffler,MMHP,3/4",5152138-3,,,,8.6 Barg,Male-NPT | 8414 | 5 | NOS | 1972 | 0 | RAW | 18 | 0 | YES | YES |  | NO |  | 15-JUN-2026 1:02:10AM | [26 empty] | E1002 : Pradeep Sati
Silencer | Muffler |  | SIL16 | Muffler,MMHP,1",5152139-3,,,,8.6 Barg,Male-NPT | 8414 | 10 | NOS | 2852 | 0 | RAW | 18 | 0 | YES | YES |  | NO |  | 15-JUN-2026 1:02:10AM | [26 empty] | E1002 : Pradeep Sati
Silencer | Muffler |  | SIL17 | Muffler,MMHP,1.5",5152141-3,,,,8.6 Barg,Male-NPT | 8414 | 0 | NOS | 5092 | 0 | RAW | 18 | 0 | YES | YES |  | NO |  | 15-JUN-2026 1:02:10AM | [26 empty] | E1002 : Pradeep Sati | 14-AUG-2026 12:30:25PM | H1155 : Raushan Kumar
Silencer | Muffler |  | SIL18 | Muffler,MMHP,2",5152142-3,,,,8.6 Barg,Male-NPT | 8414 | 1 | NOS | 6210 | 0 | RAW | 18 | 0 | YES | YES |  | NO |  | 15-JUN-2026 1:02:10AM | [26 empty] | E1002 : Pradeep Sati
Silencer | Muffler |  | SIL2 | Muffler,Alwitco-N05,1/2",211005,Corrosion Resistant Aluminum,80 mm,140 mm,8.6 Barg,Female-BSP | 84149090 | 0 | NOS | 0 | 0 | RAW | 18 | 0 | YES | YES |  | NO |  | 21-APR-2025 6:49:51PM | [26 empty] | E1002 : Pradeep Sati
Silencer | Muffler |  | SIL3 | Muffler,Alwitco-M07,3/4",111007,Corrosion Resistant Aluminum,86 mm,182 mm,8.6 Barg,Male-NPT | 84149090 | 47 | NOS | 1752 | 0 | RAW | 18 | 0 | YES | YES |  | NO |  | 21-APR-2025 6:49:51PM | [26 empty] | E1002 : Pradeep Sati | 07-AUG-2026 10:31:18AM | H1155 : Raushan Kumar
Silencer | Muffler |  | SIL4 | Muffler,Alwitco-M10,1",111010,Corrosion Resistant Aluminum,99 mm,222 mm,8.6 Barg,Male-NPT | 84149090 | 45 | NOS | 2552 | 0 | RAW | 18 | 0 | YES | YES |  | NO |  | 21-APR-2025 6:49:51PM | [26 empty] | E1002 : Pradeep Sati | 19-AUG-2026 3:09:33PM | H1155 : Raushan Kumar
Silencer | Muffler |  | SIL5 | Muffler,Alwitco-M12,1.25",111012,Corrosion Resistant Aluminum,99 mm,222 mm,8.6 Barg,Male-NPT | 84149090 | 9 | NOS | 0 | 0 | RAW | 18 | 0 | YES | YES |  | NO |  | 21-APR-2025 6:49:51PM | [26 empty] | E1002 : Pradeep Sati | 17-NOV-2025 5:52:31PM | E1002 : Pradeep Sati
Silencer | Muffler |  | SIL6 | Muffler,Alwitco-M15,1.5",111015,Corrosion Resistant Aluminum,133 mm,344 mm,8.6 Barg,Male-NPT | 84149090 | 2 | NOS | 10529 | 0 | RAW | 18 | 0 | YES | YES |  | NO |  | 21-APR-2025 6:49:51PM | [26 empty] | E1002 : Pradeep Sati | 09-SEP-2026 4:58:37PM | H1155 : Raushan Kumar
Silencer | Muffler |  | SIL7 | Muffler,Alwitco-M20,2",111020,Corrosion Resistant Aluminum,133 mm,480 mm,8.6 Barg,Male-NPT | 84149090 | 33 | NOS | 0 | 0 | RAW | 18 | 0 | YES | YES |  | NO |  | 21-APR-2025 6:49:51PM | [26 empty] | E1002 : Pradeep Sati | 01-AUG-2026 12:02:55PM | H1155 : Raushan Kumar
Silencer | Muffler Element |  | SIL8 | Muffler Element,Alwitco-M05,911005,Cellulose fiber,8.6 Barg | 84149090 | 30 | NOS | 0 | 0 | RAW | 18 | 0 | YES | YES |  | NO |  | 21-APR-2025 6:49:51PM | [26 empty] | E1002 : Pradeep Sati | 12-JAN-2026 4:15:52PM | H1155 : Raushan Kumar
Silencer | Muffler Element |  | SIL9 | Muffler Element,Alwitco-M07,911007,Cellulose fiber,8.6 Barg | 84149090 | 35 | NOS | 0 | 0 | RAW | 18 | 0 | YES | YES |  | NO |  | 21-APR-2025 6:49:51PM | [26 empty] | E1002 : Pradeep Sati | 17-NOV-2025 5:52:31PM | E1002 : Pradeep Sati
After Sales | Service Engineer Visit |  | SP1233 | Commissioning charge Of PS Plant |  | 0 | per | 0 | 0 | Part | 18 | 0 | NO | NO |  | NO | Commissioning charge Of PS Plant | 29-MAY-2024 10:27:36AM | Exclusion | The commissioning phase is one of the most interesting and important phases in the lifetime of a nuclear power plant (NPP). It is a short but very intense period, typically encompassing 1–2 years in the total lifetime of an NPP. In no other period of the plant lifetime can operating staff gain more real in-depth knowledge and experience about plant design and plant behaviour in such a comprehensive way as is possible during plant commissioning client's. | [24 empty] | E1073 : ABS1004 | 29-MAY-2024 12:18:23PM | E1073 : ABS1004
Service Spares | Compressor Spare |  | SS1 | Compressor Spare,Consumable,Kit - 2000 to 4000 Hr,11 KW,IR,47709989001, | 84149090 | 1 | NOS | 26304 | 0 | RAW | 18 | 0 | YES | YES |  | NO |  | 07-MAY-2025 5:54:18PM | [26 empty] | E1002 : Pradeep Sati | 28-JUL-2026 11:11:18AM | H1155 : Raushan Kumar
Service Spares | Compressor Spare |  | SS10 | Compressor Spare,Breakdown,Control Card,30 KW/37 KW/45 KW,IR,24114068, | 9029 | 0 | NOS | 0 | 0 | RAW | 18 | 0 | YES | YES |  | NO |  | 07-MAY-2025 5:54:18PM | [26 empty] | E1002 : Pradeep Sati
Service Spares | Dryer Spare |  | SS100 | Dryer Spare,Breakdown,Capacitor,IR-D480,47636585001, | 84211999 | 0 | NOS | 0 | 0 | RAW | 18 | 0 | YES | YES |  | NO |  | 07-MAY-2025 5:54:19PM | [26 empty] | E1002 : Pradeep Sati
Service Spares | Dryer Spare |  | SS101 | Dryer Spare,Breakdown,Relay,IR-D180,47657671001, | 85364900 | 0 | NOS | 600 | 0 | RAW | 18 | 0 | YES | YES |  | NO |  | 07-MAY-2025 5:54:19PM | [26 empty] | E1002 : Pradeep Sati | 04-MAY-2026 12:40:25PM | H1155 : Raushan Kumar
Service Spares | Dryer Spare |  | SS102 | Dryer Spare,Breakdown,Relay,IR-D480,38459723, | 85364900 | 3 | NOS | 5626.8 | 0 | RAW | 18 | 0 | YES | YES |  | NO |  | 07-MAY-2025 5:54:19PM | [26 empty] | E1002 : Pradeep Sati | 04-DEC-2025 4:11:06PM | E1002 : Pradeep Sati
Service Spares | Dryer Spare |  | SS103 | Dryer Spare,Breakdown,Capillary Tube,IR-D180,23617632, | 74112900 | 0 | NOS | 0 | 0 | RAW | 18 | 0 | YES | YES |  | NO |  | 07-MAY-2025 5:54:19PM | [26 empty] | E1002 : Pradeep Sati
Service Spares | Dryer Spare |  | SS104 | Dryer Spare,Breakdown,Capillary Tube,IR-D240/D360,47627466001, | 74112900 | 1 | NOS | 300 | 0 | RAW | 18 | 0 | YES | YES |  | NO |  | 07-MAY-2025 5:54:19PM | [26 empty] | E1002 : Pradeep Sati | 17-DEC-2025 2:33:26PM | H1155 : Raushan Kumar
Service Spares | Dryer Spare |  | SS105 | Dryer Spare,Breakdown,Capillary Tube,IR-D480,47624428001, | 74112900 | 0 | NOS | 20 | 0 | RAW | 18 | 0 | YES | YES |  | NO |  | 07-MAY-2025 5:54:19PM | [26 empty] | E1002 : Pradeep Sati
Service Spares | Dryer Spare |  | SS106 | Dryer Spare,Breakdown,Capillary Tube,IR-D600,47502495001, | 74112900 | 1 | MTR | 25 | 0 | RAW | 18 | 0 | YES | YES |  | NO |  | 07-MAY-2025 5:54:19PM | [26 empty] | E1002 : Pradeep Sati | 17-NOV-2025 5:52:31PM | E1002 : Pradeep Sati
Service Spares | Dryer Spare |  | SS107 | Dryer Spare,Breakdown,Capillary Tube,IR-D720,47497414001, | 74112900 | 0 | NOS | 0 | 0 | RAW | 18 | 0 | YES | YES |  | NO |  | 07-MAY-2025 5:54:19PM | [26 empty] | E1002 : Pradeep Sati
Service Spares | Dryer Spare |  | SS108 | Dryer Spare,Breakdown,Condenser,IR-D180,38459186, | 84042000 | 0 | NOS | 11400 | 0 | RAW | 18 | 0 | YES | YES |  | NO |  | 07-MAY-2025 5:54:19PM | [26 empty] | E1002 : Pradeep Sati | 04-MAY-2026 11:46:23AM | H1155 : Raushan Kumar
Service Spares | Dryer Spare |  | SS109 | Dryer Spare,Breakdown,Condenser,IR-D240/D360,38460218, | 84042000 | 0 | NOS | 0 | 0 | RAW | 18 | 0 | YES | YES |  | NO |  | 07-MAY-2025 5:54:19PM | [26 empty] | E1002 : Pradeep Sati
Service Spares | Compressor Spare |  | SS11 | Compressor Spare,Breakdown,Contactor,11 KW,IR-TC1D1801,, | 9029 | 0 | NOS | 3660 | 0 | RAW | 18 | 0 | YES | YES |  | NO |  | 07-MAY-2025 5:54:18PM | [26 empty] | E1002 : Pradeep Sati | 25-AUG-2026 3:04:40PM | H1155 : Raushan Kumar
Service Spares | Dryer Spare |  | SS110 | Dryer Spare,Breakdown,Condenser,IR-D480,38460226, | 84042000 | 0 | NOS | 300 | 0 | RAW | 18 | 0 | YES | YES |  | NO |  | 07-MAY-2025 5:54:19PM | [26 empty] | E1002 : Pradeep Sati
Service Spares | Dryer Spare |  | SS111 | Dryer Spare,Breakdown,Condenser,IR-D600/D720,47497396001, | 84042000 | 0 | NOS | 0 | 0 | RAW | 18 | 0 | YES | YES |  | NO |  | 07-MAY-2025 5:54:19PM | [26 empty] | E1002 : Pradeep Sati
Service Spares | Dryer Spare |  | SS112 | Dryer Spare,Breakdown,Exhaust Fan,IR-D180,38461497, | 841451 | 0 | NOS | 750 | 0 | RAW | 18 | 0 | YES | YES |  | NO |  | 07-MAY-2025 5:54:19PM | [26 empty] | E1002 : Pradeep Sati | 30-DEC-2025 4:49:00PM | H1155 : Raushan Kumar
Service Spares | Dryer Spare |  | SS113 | Dryer Spare,Breakdown,Exhaust Fan,IR-D240/D360/D480,24174617, | 841451 | 0 | NOS | 4700 | 0 | RAW | 18 | 0 | YES | YES |  | NO |  | 07-MAY-2025 5:54:19PM | [26 empty] | E1002 : Pradeep Sati
Service Spares | Dryer Spare |  | SS114 | Dryer Spare,Breakdown,Exhaust Fan,IR-D600/D720,47497397001, | 841451 | 0 | NOS | 0 | 0 | RAW | 18 | 0 | YES | YES |  | NO |  | 07-MAY-2025 5:54:19PM | [26 empty] | E1002 : Pradeep Sati | 22-JUL-2025 12:18:19PM | E1117 : Arun Kumar
Service Spares | Dryer Spare |  | SS115 | Dryer Spare,Breakdown,PHE,IR-D180,23616055, | 84193900 | 0 | NOS | 0 | 0 | RAW | 18 | 0 | YES | YES |  | NO |  | 07-MAY-2025 5:54:19PM | [26 empty] | E1002 : Pradeep Sati
Service Spares | Dryer Spare |  | SS116 | Dryer Spare,Breakdown,PHE,IR-D240/D360,23516370, | 84193900 | 0 | NOS | 0 | 0 | RAW | 18 | 0 | YES | YES |  | NO |  | 07-MAY-2025 5:54:19PM | [26 empty] | E1002 : Pradeep Sati
Service Spares | Dryer Spare |  | SS117 | Dryer Spare,Breakdown,PHE,IR-D480,23516388, | 84193900 | 0 | NOS | 0 | 0 | RAW | 18 | 0 | YES | YES |  | NO |  | 07-MAY-2025 5:54:19PM | [26 empty] | E1002 : Pradeep Sati
Service Spares | Dryer Spare |  | SS118 | Dryer Spare,Breakdown,PHE,IR-D600,24298341, | 84193900 | 1 | NOS | 58540.29 | 0 | RAW | 18 | 0 | YES | YES |  | NO |  | 07-MAY-2025 5:54:19PM | [26 empty] | E1002 : Pradeep Sati | 05-MAY-2026 1:52:39PM | H1155 : Raushan Kumar
Service Spares | Dryer Spare |  | SS119 | Dryer Spare,Breakdown,PHE,IR-D720,24298366, | 84193900 | 0 | NOS | 0 | 0 | RAW | 18 | 0 | YES | YES |  | NO |  | 07-MAY-2025 5:54:19PM | [26 empty] | E1002 : Pradeep Sati
Service Spares | Compressor Spare |  | SS12 | Compressor Spare,Breakdown,Contactor,11 KW,IR-TC1D1810,, | 9029 | 0 | NOS | 3660 | 0 | RAW | 18 | 0 | YES | YES |  | NO |  | 07-MAY-2025 5:54:18PM | [26 empty] | E1002 : Pradeep Sati | 25-AUG-2026 3:04:40PM | H1155 : Raushan Kumar
Service Spares | Dryer Spare |  | SS120 | Dryer Spare,Breakdown,Hot Gas Bypass Valve,IR-D240,47621631001, | 84818090 | 0 | NOS | 0 | 0 | RAW | 18 | 0 | YES | YES |  | NO |  | 07-MAY-2025 5:54:19PM | [26 empty] | E1002 : Pradeep Sati
Service Spares | Dryer Spare |  | SS121 | Dryer Spare,Breakdown,Hot Gas Bypass Valve,IR-D480,47624424001, | 84818090 | 0 | NOS | 3200 | 0 | RAW | 18 | 0 | YES | YES |  | NO |  | 07-MAY-2025 5:54:19PM | [26 empty] | E1002 : Pradeep Sati
Service Spares | Dryer Spare |  | SS122 | Dryer Spare,Breakdown,Hot Gas Bypass Valve,IR-D600-034L0143,, | 84818090 | 1 | NOS | 1 | 0 | RAW | 18 | 0 | YES | YES |  | NO |  | 07-MAY-2025 5:54:19PM | [26 empty] | E1002 : Pradeep Sati | 25-MAR-2026 12:26:07PM | H1155 : Raushan Kumar
Service Spares | Dryer Spare |  | SS123 | Dryer Spare,Breakdown,Filter,IR-D180,47621630001, | 8421 | 1 | NOS | 2820 | 0 | RAW | 18 | 0 | YES | YES |  | NO |  | 07-MAY-2025 5:54:19PM | [26 empty] | E1002 : Pradeep Sati
Service Spares | Dryer Spare |  | SS124 | Dryer Spare,Breakdown,Filter,IR-D240/D360/D480,47621634001, | 8421 | 2 | NOS | 6750 | 0 | RAW | 18 | 0 | YES | YES |  | NO |  | 07-MAY-2025 5:54:19PM | [26 empty] | E1002 : Pradeep Sati
Service Spares | Dryer Spare |  | SS125 | Dryer Spare,Breakdown,Filter,IR-D600/D720,47497419001, | 8421 | 0 | NOS | 20500 | 0 | RAW | 18 | 0 | YES | YES |  | NO |  | 07-MAY-2025 5:54:19PM | [26 empty] | E1002 : Pradeep Sati
Service Spares | Dryer Spare |  | SS126 | Dryer Spare,Breakdown,Control Card,IR,38459608, | 84818090 | 0 | NOS | 12187.2 | 0 | RAW | 18 | 0 | YES | YES |  | NO |  | 07-MAY-2025 5:54:19PM | [26 empty] | E1002 : Pradeep Sati | 10-AUG-2026 3:14:11PM | H1155 : Raushan Kumar
Service Spares | Dryer Spare |  | SS127 | Dryer Spare,Breakdown,Auto Drain,IR,38459665, | 84818090 | 0 | NOS | 0 | 0 | RAW | 18 | 0 | YES | YES |  | NO |  | 07-MAY-2025 5:54:19PM | [26 empty] | E1002 : Pradeep Sati
Service Spares | Dryer Spare |  | SS128 | Dryer Spare,Breakdown,Refrigerant Gas,R134 a,, | 290339 | 10 | NOS | 650 | 0 | RAW | 18 | 0 | YES | YES |  | NO |  | 07-MAY-2025 5:54:19PM | [26 empty] | E1002 : Pradeep Sati | 01-MAY-2026 1:24:18PM | H1155 : Raushan Kumar
Service Spares | Dryer Spare |  | SS129 | Dryer Spare,Breakdown,Refrigerant Gas,R407 c,, | 290339 | 7 | NOS | 1000 | 0 | RAW | 18 | 0 | YES | YES |  | NO |  | 07-MAY-2025 5:54:19PM | [26 empty] | E1002 : Pradeep Sati | 25-MAR-2026 12:35:55PM | H1155 : Raushan Kumar
Service Spares | Compressor Spare |  | SS13 | Compressor Spare,Breakdown,Contactor,11 KW,IR-TA1DN11,, | 9029 | 0 | NOS | 700 | 0 | RAW | 18 | 0 | YES | YES |  | NO |  | 07-MAY-2025 5:54:18PM | [26 empty] | E1002 : Pradeep Sati | 25-AUG-2026 3:04:40PM | H1155 : Raushan Kumar
Service Spares | Dryer Spare |  | SS130 | Dryer Spare,Breakdown,Desiccant Kit,Trident-Dryspell 30 Plus,, | 38241000 | 0 | NOS | 0 | 0 | RAW | 18 | 0 | YES | YES |  | NO |  | 07-MAY-2025 5:54:19PM | [26 empty] | E1002 : Pradeep Sati | 15-JUL-2025 4:09:21PM | E1002 : Pradeep Sati
Service Spares | Dryer Spare |  | SS131 | Dryer Spare,Breakdown,Pre-Filter,Trident-T 100 YEA,, | 8421 | 0 | NOS | 0 | 0 | RAW | 18 | 0 | YES | YES |  | NO |  | 07-MAY-2025 5:54:19PM | [26 empty] | E1002 : Pradeep Sati
Service Spares | Dryer Spare |  | SS132 | Dryer Spare,Breakdown,Pre-Filter Element,Trident-T 100 YEA,, | 8421 | 0 | NOS | 4382 | 0 | RAW | 18 | 0 | YES | YES |  | NO |  | 07-MAY-2025 5:54:19PM | [26 empty] | E1002 : Pradeep Sati | 18-JUL-2025 11:16:50AM | H1155 : Raushan Kumar
Service Spares | PSA Module Spare |  | SS133 | PSA Module Spare,Consumable,Oxygen Sensor,Percentage,Electrochemical,Honeywell-AO2,AA428 - 210,(0 to | 90330000 | 70 | NOS | 2600 | 0 | RAW | 18 | 0 | YES | YES |  | NO |  | 07-MAY-2025 5:54:19PM | [26 empty] | E1002 : Pradeep Sati | 07-SEP-2026 4:11:03PM | H1155 : Raushan Kumar
Service Spares | PSA Module Spare |  | SS134 | PSA Module Spare,Consumable,Oxygen Sensor,Percentage,Electrochemical,ITG-M-16,470016,(0 to 100 %),(0 | 90330000 | 0 |  | 0 | 0 | RAW | 18 | 0 | YES | YES |  | NO |  | 07-MAY-2025 5:54:19PM | [26 empty] | E1002 : Pradeep Sati | 05-JUN-2025 5:03:07PM | E1002 : Pradeep Sati
Service Spares | PSA Module Spare |  | SS135 | PSA Module Spare,Consumable,Oxygen Sensor,Percentage,Electrochemical,Sothland Sensing,,(0 to 100 %), | 90330000 | 0 |  | 0 | 0 | RAW | 18 | 0 | YES | YES |  | NO |  | 07-MAY-2025 5:54:19PM | [26 empty] | E1002 : Pradeep Sati | 21-MAY-2025 3:14:53PM | E1002 : Pradeep Sati
Service Spares | PSA Module Spare |  | SS136 | PSA Module Spare,Consumable,Oxygen Sensor,PPM,Electrochemical,Technovation-TOS-1,,1 to 10000 PPM,(0° | 90330000 | 0 |  | 0 | 0 | RAW | 18 | 0 | YES | YES |  | NO |  | 07-MAY-2025 5:54:19PM | [26 empty] | E1002 : Pradeep Sati | 05-JUN-2025 5:03:07PM | E1002 : Pradeep Sati
Service Spares | PSA Module Spare |  | SS137 | PSA Module Spare,Consumable,Oxygen Sensor,PPM,Electrochemical,Sothland Sensing,,1 to 10000 PPM,(0°C | 90330000 | 0 |  | 0 | 0 | RAW | 18 | 0 | YES | YES |  | NO |  | 07-MAY-2025 5:54:19PM | [26 empty] | E1002 : Pradeep Sati | 01-DEC-2025 2:37:39PM | H1155 : Raushan Kumar
Service Spares | Compressor Spare |  | SS138 | Compressor Spare,Breakdown,Sheave,Airend - 7 Barg,11 KW,IR-R11T,99331597, | 848350 | 0 | NOS | 3207.6 | 0 | RAW | 18 | 0 | YES | YES |  | NO |  | 21-MAY-2025 3:13:10PM | [26 empty] | E1002 : Pradeep Sati | 30-MAY-2026 10:41:40AM | H1155 : Raushan Kumar
Service Spares | Compressor Spare |  | SS139 | Compressor Spare,Breakdown,Screw,Hex HD M8 X 20,11 KW,IR,96702824, | 7318 | 0 | NOS | 0 | 0 | RAW | 18 | 0 | YES | YES |  | NO |  | 21-MAY-2025 3:13:10PM | [26 empty] | E1002 : Pradeep Sati
Service Spares | Compressor Spare |  | SS14 | Compressor Spare,Breakdown,Contactor,15 - 22 KW,IR AX32-30-10 ,, | 9029 | 1 | NOS | 5700 | 0 | RAW | 18 | 0 | YES | YES |  | NO |  | 07-MAY-2025 5:54:18PM | [26 empty] | E1002 : Pradeep Sati | 17-NOV-2025 5:52:31PM | E1002 : Pradeep Sati
Service Spares | Compressor Spare |  | SS140 | Compressor Spare,Breakdown,Washer,Spring M8,11 KW,IR,96728316, | 7318 | 0 | NOS | 0 | 0 | RAW | 18 | 0 | YES | YES |  | NO |  | 21-MAY-2025 3:13:10PM | [26 empty] | E1002 : Pradeep Sati
Service Spares | Compressor Spare |  | SS141 | Compressor Spare,Breakdown,Motor Electric - 2P,11 KW,IR-IP55 IE2,23871783,400 V | 8501 | 0 | NOS | 0 | 0 | RAW | 18 | 0 | YES | YES |  | NO |  | 21-MAY-2025 3:13:10PM | [26 empty] | E1002 : Pradeep Sati
Service Spares | Compressor Spare |  | SS142 | Compressor Spare,Breakdown,Filter Assembly High Dust,11 KW,IR,22978852, | 84149090 | 0 | NOS | 0 | 0 | RAW | 18 | 0 | YES | YES |  | NO |  | 21-MAY-2025 3:13:10PM | [26 empty] | E1002 : Pradeep Sati
Service Spares | Compressor Spare |  | SS143 | Compressor Spare,Breakdown,Hose,Inlet - 2" ID,Flexible,11 KW,IR,22898183, | 40092200 | 0 | NOS | 5233.2 | 0 | RAW | 18 | 0 | YES | YES |  | NO |  | 21-MAY-2025 3:13:10PM | [26 empty] | E1002 : Pradeep Sati | 01-JUN-2026 9:19:25AM | H1155 : Raushan Kumar
Service Spares | Compressor Spare |  | SS144 | Compressor Spare,Breakdown,Valve - Inlet SD,11 KW,IR,99331654, | 8481 | 0 | NOS | 0 | 0 | RAW | 18 | 0 | YES | YES |  | NO |  | 21-MAY-2025 3:13:10PM | [26 empty] | E1002 : Pradeep Sati
Service Spares | Compressor Spare |  | SS145 | Compressor Spare,Breakdown,Valve - Inlet NO,11 KW,IR,99331498, | 8481 | 0 | NOS | 0 | 0 | RAW | 18 | 0 | YES | YES |  | NO |  | 21-MAY-2025 3:13:10PM | [26 empty] | E1002 : Pradeep Sati
Service Spares | Compressor Spare |  | SS146 | Compressor Spare,Breakdown,Gasket - Inlet,11 KW,IR,54636501, | 3919 | 0 | NOS | 0 | 0 | RAW | 18 | 0 | YES | YES |  | NO |  | 21-MAY-2025 3:13:10PM | [26 empty] | E1002 : Pradeep Sati
Service Spares | Compressor Spare |  | SS147 | Compressor Spare,Breakdown,Baffleb,Inlet Valve,11 KW,IR,22471817, | 8481 | 0 | NOS | 0 | 0 | RAW | 18 | 0 | YES | YES |  | NO |  | 21-MAY-2025 3:13:10PM | [26 empty] | E1002 : Pradeep Sati
Service Spares | Compressor Spare |  | SS148 | Compressor Spare,Consumable,Element,Oil Filter,11 KW,IR,39329602, | 84219900 | 1 | NOS | 1 | 0 | RAW | 18 | 0 | YES | YES |  | NO |  | 21-MAY-2025 3:13:10PM | [26 empty] | E1002 : Pradeep Sati | 17-NOV-2025 5:52:31PM | E1002 : Pradeep Sati
Service Spares | Compressor Spare |  | SS149 | Compressor Spare,Consumable,Element,Separator,11 KW,IR,24121212, | 84211910 | 3 | NOS | 0 | 0 | RAW | 18 | 0 | YES | YES |  | NO |  | 21-MAY-2025 3:13:10PM | [26 empty] | E1002 : Pradeep Sati | 17-NOV-2025 5:52:31PM | E1002 : Pradeep Sati
Service Spares | Compressor Spare |  | SS15 | Compressor Spare,Breakdown,Contactor,15 - 22 KW,IR AX32-30-01,, | 9029 | 0 | NOS | 5700 | 0 | RAW | 18 | 0 | YES | YES |  | NO |  | 07-MAY-2025 5:54:18PM | [26 empty] | E1002 : Pradeep Sati | 04-JUL-2026 10:23:20AM | H1155 : Raushan Kumar
Service Spares | Compressor Spare |  | SS150 | Compressor Spare,Consumable,Element,Air Filter,11 KW,IR,22892533, | 84219900 | 0 | NOS | 0 | 0 | RAW | 18 | 0 | NO | YES |  | NO |  | 21-MAY-2025 3:13:10PM | [26 empty] | E1002 : Pradeep Sati | 11-DEC-2025 3:03:48PM | E1002 : Pradeep Sati
Service Spares | Compressor Spare |  | SS151 | Compressor Spare,Consumable,Element,Air Filter,11 KW,IR,23883655, | 84219900 | 0 |  | 0 | 0 | RAW | 18 | 0 | NO | NO |  | NO |  | 21-MAY-2025 3:13:10PM | [26 empty] | E1002 : Pradeep Sati | 11-DEC-2025 3:04:03PM | E1002 : Pradeep Sati
Service Spares | Compressor Spare |  | SS152 | Compressor Spare,Breakdown,Assembly,Oil Separator STEM,11 KW,IR,22232813, | 84149090 | 0 | Mtr | 0 | 0 | RAW | 18 | 0 | YES | YES |  | NO |  | 21-MAY-2025 3:13:10PM | [26 empty] | E1002 : Pradeep Sati
Service Spares | Compressor Spare |  | SS153 | Compressor Spare,Breakdown,O-Ring (SEP STEM),11 KW,IR,95025466, | 401693 | 0 | Mtr | 0 | 0 | RAW | 18 | 0 | YES | YES |  | NO |  | 21-MAY-2025 3:13:10PM | [26 empty] | E1002 : Pradeep Sati
Service Spares | Compressor Spare |  | SS154 | Compressor Spare,Breakdown,O-Ring (SEP STEM),11 KW,IR,95022133, | 401693 | 0 | Mtr | 0 | 0 | RAW | 18 | 0 | YES | YES |  | NO |  | 21-MAY-2025 3:13:10PM | [26 empty] | E1002 : Pradeep Sati
Service Spares | Compressor Spare |  | SS155 | Compressor Spare,Breakdown,Switch High Air Temperature (108° C),11 KW,IR,23681604, | 853650 | 0 | Mtr | 0 | 0 | RAW | 18 | 0 | YES | YES |  | NO |  | 21-MAY-2025 3:13:10PM | [26 empty] | E1002 : Pradeep Sati
Service Spares | Compressor Spare |  | SS156 | Compressor Spare,Breakdown,O-Ring,HATS,11 KW,IR,39404165, | 401693 | 0 | Mtr | 0 | 0 | RAW | 18 | 0 | YES | YES |  | NO |  | 21-MAY-2025 3:13:10PM | [26 empty] | E1002 : Pradeep Sati
Service Spares | Compressor Spare |  | SS157 | Compressor Spare,Breakdown,Actuator Thermal,11 KW,IR,22463368, | 8414 | 0 | Mtr | 0 | 0 | RAW | 18 | 0 | YES | YES |  | NO |  | 21-MAY-2025 3:13:10PM | [26 empty] | E1002 : Pradeep Sati
Service Spares | Compressor Spare |  | SS158 | Compressor Spare,Breakdown,Plug,Thermal Valve Superseded to 47655536001,11 KW,IR,22186688, | 8481 | 0 | Mtr | 0 | 0 | RAW | 18 | 0 | YES | YES |  | NO |  | 21-MAY-2025 3:13:10PM | [26 empty] | E1002 : Pradeep Sati
Service Spares | Compressor Spare |  | SS159 | Compressor Spare,Breakdown,Hose 1/2" X 563 mm Long,11 KW,IR,85558898, | 40092200 | 0 | NOS | 1790 | 0 | RAW | 18 | 0 | YES | YES |  | NO |  | 21-MAY-2025 3:13:10PM | [26 empty] | E1002 : Pradeep Sati | 08-JUN-2026 10:02:35AM | H1155 : Raushan Kumar
Service Spares | Compressor Spare |  | SS16 | Compressor Spare,Breakdown,Contactor,,AX65-30,,110 VAC | 9029 | 0 | NOS | 10890 | 0 | RAW | 18 | 0 | YES | YES |  | NO |  | 07-MAY-2025 5:54:18PM | [26 empty] | E1002 : Pradeep Sati | 03-SEP-2026 12:16:56PM | H1155 : Raushan Kumar
Service Spares | Compressor Spare |  | SS160 | Compressor Spare,Breakdown,Hose Hydraulic STR X STR - 8 X 16 LONG,11 KW,IR,85558872, | 40092200 | 0 | Mtr | 0 | 0 | RAW | 18 | 0 | YES | YES |  | NO |  | 21-MAY-2025 3:13:10PM | [26 empty] | E1002 : Pradeep Sati
Service Spares | Compressor Spare |  | SS161 | Compressor Spare,Breakdown,Switch Pressure 85-102 PSIG,11 KW,IR,23672744, | 40092200 | 0 | Mtr | 0 | 0 | RAW | 18 | 0 | YES | YES |  | NO |  | 21-MAY-2025 3:13:10PM | [26 empty] | E1002 : Pradeep Sati
Service Spares | Compressor Spare |  | SS162 | Compressor Spare,Breakdown,Valve Solenoid - 13 Barg,11 KW,IR,70277389, | 8481 | 0 | Mtr | 0 | 0 | RAW | 18 | 0 | YES | YES |  | NO |  | 21-MAY-2025 3:13:10PM | [26 empty] | E1002 : Pradeep Sati
Service Spares | Compressor Spare |  | SS163 | Compressor Spare,Breakdown,Bracket Solenoid Valve,11 KW,IR,70278130, | 8481 | 0 | Mtr | 0 | 0 | RAW | 18 | 0 | YES | YES |  | NO |  | 21-MAY-2025 3:13:10PM | [26 empty] | E1002 : Pradeep Sati
Service Spares | Compressor Spare |  | SS164 | Compressor Spare,Breakdown,Valve - Blowdown,11 KW,IR,99331670, | 8481 | 0 | Mtr | 0 | 0 | RAW | 18 | 0 | YES | YES |  | NO |  | 21-MAY-2025 3:13:10PM | [26 empty] | E1002 : Pradeep Sati
Service Spares | Compressor Spare |  | SS165 | Compressor Spare,Breakdown,Compressor Running Houer Meter,11 KW,IR,, | 8431 | 0 | Mtr | 0 | 0 | RAW | 18 | 0 | YES | YES |  | NO |  | 21-MAY-2025 3:13:10PM | [26 empty] | E1002 : Pradeep Sati | 05-JUN-2025 5:03:07PM | E1002 : Pradeep Sati
Service Spares | Compressor Spare |  | SS166 | Compressor Spare,Consumable,Oil Filter,15-22 KW,IR,ZS1211906, | 84219900 | 0 | NOS | 0 | 0 | RAW | 18 | 0 | YES | YES |  | NO |  | 21-MAY-2025 3:13:10PM | [26 empty] | E1002 : Pradeep Sati | 25-JUL-2025 2:59:15PM | H1155 : Raushan Kumar
Service Spares | Compressor Spare |  | SS167 | Compressor Spare,Consumable,Air Filter Element,15-22 KW,IR,ZS1211912, | 84219900 | 0 | NOS | 0 | 0 | RAW | 18 | 0 | YES | YES |  | NO |  | 21-MAY-2025 3:13:10PM | [26 empty] | E1002 : Pradeep Sati | 25-JUL-2025 2:59:15PM | H1155 : Raushan Kumar
Service Spares | Compressor Spare |  | SS168 | Compressor Spare,Consumable,Oil Separator,15-22 KW,IR,ZS1211908, | 84211910 | 0 | NOS | 0 | 0 | RAW | 18 | 0 | YES | YES |  | NO |  | 21-MAY-2025 3:13:10PM | [26 empty] | E1002 : Pradeep Sati | 25-JUL-2025 2:59:15PM | H1155 : Raushan Kumar
Service Spares | Compressor Spare |  | SS169 | Compressor Spare,Breakdown,O-Ring For Drain Plug,15-22 KW,IR,QX176300, | 401693 | 0 | NOS | 0 | 0 | RAW | 18 | 0 | YES | YES |  | NO |  | 21-MAY-2025 3:13:10PM | [26 empty] | E1002 : Pradeep Sati
Service Spares | Compressor Spare |  | SS17 | Compressor Spare,Breakdown,Contactor,,AX50-30,,110 VAC | 9029 | 0 | NOS | 6300 | 0 | RAW | 18 | 0 | YES | YES |  | NO |  | 07-MAY-2025 5:54:18PM | [26 empty] | E1002 : Pradeep Sati | 23-DEC-2025 11:15:25AM | H1155 : Raushan Kumar
Service Spares | Compressor Spare |  | SS170 | Compressor Spare,Breakdown,O-Ring For Filling Plug,15-22 KW,IR,QX175056, | 401693 | 0 | NOS | 0 | 0 | RAW | 18 | 0 | YES | YES |  | NO |  | 21-MAY-2025 3:13:10PM | [26 empty] | E1002 : Pradeep Sati
Service Spares | Compressor Spare |  | SS171 | Compressor Spare,Consumable,Mesh Filter Element,15-22 KW,IR,QX102305, | 84219900 | 0 | NOS | 0 | 0 | RAW | 18 | 0 | YES | YES |  | NO |  | 21-MAY-2025 3:13:10PM | [26 empty] | E1002 : Pradeep Sati
Service Spares | Compressor Spare |  | SS172 | Compressor Spare,Breakdown,O-Ring Intake Cover,15-22 KW,IR,QX175044, | 401693 | 0 | NOS | 280.8 | 0 | RAW | 18 | 0 | YES | YES |  | NO |  | 21-MAY-2025 3:13:10PM | [26 empty] | E1002 : Pradeep Sati
Service Spares | Compressor Spare |  | SS173 | Compressor Spare,Consumable,Intake Valve,15-22 KW,IR,A11985074, | 8481 | 0 | NOS | 25788 | 0 | RAW | 18 | 0 | YES | YES |  | NO |  | 21-MAY-2025 3:13:10PM | [26 empty] | E1002 : Pradeep Sati | 13-AUG-2026 9:29:36AM | H1155 : Raushan Kumar
Service Spares | Compressor Spare |  | SS174 | Compressor Spare,Consumable,MPCV,15-22 KW,IR,QX102303, | 8536 | 0 |  | 0 | 0 | RAW | 18 | 0 | YES | YES |  | NO |  | 21-MAY-2025 3:13:10PM | [26 empty] | E1002 : Pradeep Sati
Service Spares | Compressor Spare |  | SS175 | Compressor Spare,Breakdown,Discharge Hose,15-22 KW,IR,CC1109169, | 40092200 | 0 |  | 0 | 0 | RAW | 18 | 0 | YES | YES |  | NO |  | 21-MAY-2025 3:13:10PM | [26 empty] | E1002 : Pradeep Sati
Service Spares | Compressor Spare |  | SS176 | Compressor Spare,Breakdown,Lube Oil Hose,15-22 KW,IR,CC1109168, | 40092200 | 0 |  | 0 | 0 | RAW | 18 | 0 | YES | YES |  | NO |  | 21-MAY-2025 3:13:10PM | [26 empty] | E1002 : Pradeep Sati
Service Spares | Compressor Spare |  | SS177 | Compressor Spare,Breakdown,O-Ring TCV,15-22 KW,IR,95000204, | 401693 | 0 |  | 0 | 0 | RAW | 18 | 0 | YES | YES |  | NO |  | 21-MAY-2025 3:13:10PM | [26 empty] | E1002 : Pradeep Sati
Service Spares | Compressor Spare |  | SS178 | Compressor Spare,Breakdown,Pressure Sensor,15-22 KW,IR,ZS1050642,4 - 20 mA | 90262000 | 0 |  | 0 | 0 | RAW | 18 | 0 | YES | YES |  | NO |  | 21-MAY-2025 3:13:10PM | [26 empty] | E1002 : Pradeep Sati
Service Spares | Compressor Spare |  | SS179 | Compressor Spare,Breakdown,Solenoid Valve,15-22 KW,IR,100015591,230 V | 8481 | 0 |  | 4650 | 0 | RAW | 18 | 0 | YES | YES |  | NO |  | 21-MAY-2025 3:13:10PM | [26 empty] | E1002 : Pradeep Sati | 20-AUG-2026 12:57:41PM | H1155 : Raushan Kumar
Service Spares | Compressor Spare |  | SS18 | Compressor Spare,Breakdown,Exhaust Fan,11 KW,IR,99319337, | 84149090 | 0 | NOS | 0 | 0 | RAW | 18 | 0 | YES | YES |  | NO |  | 07-MAY-2025 5:54:18PM | [26 empty] | E1002 : Pradeep Sati
Service Spares | Compressor Spare |  | SS180 | Compressor Spare,Breakdown,Suction Flange,15-22 KW,IR,QX102410, | 4009 | 0 |  | 0 | 0 | RAW | 18 | 0 | YES | YES |  | NO |  | 21-MAY-2025 3:13:10PM | [26 empty] | E1002 : Pradeep Sati
Service Spares | Compressor Spare |  | SS181 | Compressor Spare,Breakdown,Blow Off Valve,15-22 KW,IR,A11984374, | 8481 | 0 |  | 4120 | 0 | RAW | 18 | 0 | YES | YES |  | NO |  | 21-MAY-2025 3:13:10PM | [26 empty] | E1002 : Pradeep Sati | 28-JUL-2026 10:13:24AM | H1155 : Raushan Kumar
Service Spares | Compressor Spare |  | SS182 | Compressor Spare,Breakdown,Safety Valve 15 Bar R 1/4",15-22 KW,IR,100003511, | 8481 | 0 |  | 0 | 0 | RAW | 18 | 0 | YES | YES |  | NO |  | 21-MAY-2025 3:13:10PM | [26 empty] | E1002 : Pradeep Sati
Service Spares | Compressor Spare |  | SS183 | Compressor Spare,Breakdown,Air Filter Housing,15-22 KW,IR,ZS1211911, | 84219900 | 0 |  | 0 | 0 | RAW | 18 | 0 | YES | YES |  | NO |  | 21-MAY-2025 3:13:10PM | [26 empty] | E1002 : Pradeep Sati
Service Spares | Compressor Spare |  | SS184 | Compressor Spare,Breakdown,O-Ring 26.57 X 3.53,15-22 KW,IR,QX175045, | 401693 | 0 |  | 0 | 0 | RAW | 18 | 0 | YES | YES |  | NO |  | 21-MAY-2025 3:13:10PM | [26 empty] | E1002 : Pradeep Sati
Service Spares | Compressor Spare |  | SS185 | Compressor Spare,Breakdown,Non Return Valve Seat,15-22 KW,IR,A11984174, | 8481 | 0 |  | 5133.75 | 0 | RAW | 18 | 0 | YES | YES |  | NO |  | 21-MAY-2025 3:13:10PM | [26 empty] | E1002 : Pradeep Sati | 11-SEP-2025 5:12:54PM | H1155 : Raushan Kumar
Service Spares | Compressor Spare |  | SS186 | Compressor Spare,Breakdown,Motor,15-22 KW,IR,ZS1109260, | 8501 | 0 |  | 0 | 0 | RAW | 18 | 0 | YES | YES |  | NO |  | 21-MAY-2025 3:13:10PM | [26 empty] | E1002 : Pradeep Sati
Service Spares | Compressor Spare |  | SS187 | Compressor Spare,Breakdown,Motor,15-22 KW,IR,ZS1109261, | 8501 | 0 |  | 0 | 0 | RAW | 18 | 0 | YES | YES |  | NO |  | 21-MAY-2025 3:13:10PM | [26 empty] | E1002 : Pradeep Sati
Service Spares | Compressor Spare |  | SS188 | Compressor Spare,Breakdown,Motor,15-22 KW,IR,ZS1109262, | 8501 | 0 |  | 0 | 0 | RAW | 18 | 0 | YES | YES |  | NO |  | 21-MAY-2025 3:13:10PM | [26 empty] | E1002 : Pradeep Sati
Service Spares | Compressor Spare |  | SS189 | Compressor Spare,Breakdown,V Belt Pulley,7.5bar,15-22 KW,IR,100001742,150 V | 401032 | 0 |  | 0 | 0 | RAW | 18 | 0 | YES | YES |  | NO |  | 21-MAY-2025 3:13:11PM | [26 empty] | E1002 : Pradeep Sati
Service Spares | Compressor Spare |  | SS19 | Compressor Spare,Breakdown,Exhaust Fan,15 KW,IR,QX102294, | 84149090 | 0 | NOS | 0 | 0 | RAW | 18 | 0 | YES | YES |  | NO |  | 07-MAY-2025 5:54:18PM | [26 empty] | E1002 : Pradeep Sati
Service Spares | Compressor Spare |  | SS190 | Compressor Spare,Breakdown,V Belt Pulley,7.5bar,15-22 KW,IR,100001743, | 401032 | 0 |  | 0 | 0 | RAW | 18 | 0 | YES | YES |  | NO |  | 21-MAY-2025 3:13:11PM | [26 empty] | E1002 : Pradeep Sati
Service Spares | Compressor Spare |  | SS191 | Compressor Spare,Breakdown,V Belt Pulley,7.5bar,15-22 KW,IR,100001962, | 401032 | 0 |  | 0 | 0 | RAW | 18 | 0 | YES | YES |  | NO |  | 21-MAY-2025 3:13:11PM | [26 empty] | E1002 : Pradeep Sati
Service Spares | Compressor Spare |  | SS192 | Compressor Spare,Breakdown,Belt Protection,15-22 KW,IR,CC1212485, | 8428 | 0 |  | 0 | 0 | RAW | 18 | 0 | YES | YES |  | NO |  | 21-MAY-2025 3:13:11PM | [26 empty] | E1002 : Pradeep Sati
Service Spares | Compressor Spare |  | SS193 | Compressor Spare,Breakdown,Air intake Nozzle,15-22 KW,IR,QX102291, | 84149090 | 3 |  | 7269.6 | 0 | RAW | 18 | 0 | YES | YES |  | NO |  | 21-MAY-2025 3:13:11PM | [26 empty] | E1002 : Pradeep Sati | 30-MAY-2026 11:53:35AM | H1155 : Raushan Kumar
Service Spares | Compressor Spare |  | SS194 | Compressor Spare,Breakdown,Fan Screen,15-22 KW,IR,CC1110561, | 8414 | 0 |  | 0 | 0 | RAW | 18 | 0 | YES | YES |  | NO |  | 21-MAY-2025 3:13:11PM | [26 empty] | E1002 : Pradeep Sati
Service Spares | Compressor Spare |  | SS195 | Compressor Spare,Breakdown,Starter Box,15-22 KW,IR- L15-22 FS,CC1212457, | 85114000 | 0 |  | 0 | 0 | RAW | 18 | 0 | YES | YES |  | NO |  | 21-MAY-2025 3:13:11PM | [26 empty] | E1002 : Pradeep Sati
Service Spares | Compressor Spare |  | SS196 | Compressor Spare,Breakdown,Starter Box,15-22 KW,IR- L15-22 RS,CC1212711, | 85114000 | 0 |  | 0 | 0 | RAW | 18 | 0 | YES | YES |  | NO |  | 21-MAY-2025 3:13:11PM | [26 empty] | E1002 : Pradeep Sati
Service Spares | Compressor Spare |  | SS197 | Compressor Spare,Breakdown,Starter Box Panel Top,15-22 KW,IR-L15-22 RS,CC1212712, | 85114000 | 0 |  | 0 | 0 | RAW | 18 | 0 | YES | YES |  | NO |  | 21-MAY-2025 3:13:11PM | [26 empty] | E1002 : Pradeep Sati
Service Spares | Compressor Spare |  | SS198 | Compressor Spare,Consumable,Element, Air Filter,30-37 KW,IR,24900292, | 84219900 | 0 |  | 0 | 0 | RAW | 18 | 0 | YES | YES |  | NO |  | 21-MAY-2025 3:13:11PM | [26 empty] | E1002 : Pradeep Sati
Service Spares | Compressor Spare |  | SS199 | Compressor Spare,Consumable,Element,Oil Separator,30-45 KW,IR,24163537, | 84211910 | 0 |  | 0 | 0 | RAW | 18 | 0 | YES | YES |  | NO |  | 21-MAY-2025 3:13:11PM | [26 empty] | E1002 : Pradeep Sati
Service Spares | Compressor Spare |  | SS2 | Compressor Spare,Consumable,Kit - 2000 Hr,15 - 22 KW,IR,47709674001, | 84149090 | 4 | NOS | 5484 | 0 | RAW | 18 | 0 | YES | YES |  | NO |  | 07-MAY-2025 5:54:18PM | [26 empty] | E1002 : Pradeep Sati | 28-JUL-2026 10:20:39AM | H1155 : Raushan Kumar
Service Spares | Compressor Spare |  | SS20 | Compressor Spare,Breakdown,Exhaust Fan,30 KW/37 KW,IR,47509178, | 84149090 | 0 | NOS | 0 | 0 | RAW | 18 | 0 | YES | YES |  | NO |  | 07-MAY-2025 5:54:18PM | [26 empty] | E1002 : Pradeep Sati
Service Spares | Compressor Spare |  | SS200 | Compressor Spare,Consumable,Pad, Filter,30-37 KW,IR,47656718001, | 84219900 | 0 |  | 0 | 0 | RAW | 18 | 0 | YES | YES |  | NO |  | 21-MAY-2025 3:13:11PM | [26 empty] | E1002 : Pradeep Sati
Service Spares | Compressor Spare |  | SS201 | Compressor Spare,Consumable,Filter,Air Housing,30-37 KW,IR,24900243, | 84219900 | 0 |  | 0 | 0 | RAW | 18 | 0 | YES | YES |  | NO |  | 21-MAY-2025 3:13:11PM | [26 empty] | E1002 : Pradeep Sati
Service Spares | Compressor Spare |  | SS202 | Compressor Spare,Breakdown,Hose,Filter to Valve,30-37 KW,IR,47659191001, | 8481 | 0 |  | 0 | 0 | RAW | 18 | 0 | YES | YES |  | NO |  | 21-MAY-2025 3:13:11PM | [26 empty] | E1002 : Pradeep Sati
Service Spares | Compressor Spare |  | SS203 | Compressor Spare,Breakdown,Hose,Filter to Valve,30-37 KW,IR,47655526001, | 8481 | 0 |  | 0 | 0 | RAW | 18 | 0 | YES | YES |  | NO |  | 21-MAY-2025 3:13:11PM | [26 empty] | E1002 : Pradeep Sati
Service Spares | Compressor Spare |  | SS204 | Compressor Spare,Breakdown,Assembly,Airend - 7.5-8.5 Barg,30-37 KW,IR,49078876, | 84149090 | 0 |  | 0 | 0 | RAW | 18 | 0 | YES | YES |  | NO |  | 21-MAY-2025 3:13:11PM | [26 empty] | E1002 : Pradeep Sati
Service Spares | Compressor Spare |  | SS205 | Compressor Spare,Breakdown,O-Ring,Gearcase,30-37 KW,IR,95990776, | 401693 | 0 |  | 0 | 0 | RAW | 18 | 0 | YES | YES |  | NO |  | 21-MAY-2025 3:13:11PM | [26 empty] | E1002 : Pradeep Sati
Service Spares | Compressor Spare |  | SS206 | Compressor Spare,Breakdown,O-Ring,30-37 KW,IR,95987236, | 401693 | 0 |  | 0 | 0 | RAW | 18 | 0 | YES | YES |  | NO |  | 21-MAY-2025 3:13:11PM | [26 empty] | E1002 : Pradeep Sati
Service Spares | Compressor Spare |  | SS207 | Compressor Spare,Breakdown,O-Ring,30-45 KW,IR,95070272, | 401693 | 0 |  | 0 | 0 | RAW | 18 | 0 | YES | YES |  | NO |  | 21-MAY-2025 3:13:11PM | [26 empty] | E1002 : Pradeep Sati
Service Spares | Compressor Spare |  | SS208 | Compressor Spare,Breakdown,O-Ring,30-45 KW,IR,95023107, | 401693 | 0 |  | 0 | 0 | RAW | 18 | 0 | YES | YES |  | NO |  | 21-MAY-2025 3:13:11PM | [26 empty] | E1002 : Pradeep Sati
Service Spares | Compressor Spare |  | SS209 | Compressor Spare,Breakdown,Valve, In-Line Check,30-37 KW,IR,47536005001, | 8481 | 0 |  | 0 | 0 | RAW | 18 | 0 | YES | YES |  | NO |  | 21-MAY-2025 3:13:11PM | [26 empty] | E1002 : Pradeep Sati
Service Spares | Compressor Spare |  | SS21 | Compressor Spare,Breakdown,Exhaust Fan,45 KW,IR,24054777, | 84149090 | 0 | NOS | 0 | 0 | RAW | 18 | 0 | YES | YES |  | NO |  | 07-MAY-2025 5:54:18PM | [26 empty] | E1002 : Pradeep Sati
Service Spares | Compressor Spare |  | SS210 | Compressor Spare,Breakdown,Motor Drive,7.5 - 8.5 Barg,30-37 KW,IR,47521739001,380 - 415 V | 8501 | 0 |  | 0 | 0 | RAW | 18 | 0 | YES | YES |  | NO |  | 21-MAY-2025 3:13:11PM | [26 empty] | E1002 : Pradeep Sati
Service Spares | Compressor Spare |  | SS211 | Compressor Spare,Breakdown,Motor Drive,7.5 - 8.5 Barg,30-37 KW,IR,47521738001,380 - 415 V | 8501 | 0 |  | 0 | 0 | RAW | 18 | 0 | YES | YES |  | NO |  | 21-MAY-2025 3:13:11PM | [26 empty] | E1002 : Pradeep Sati
Service Spares | Compressor Spare |  | SS212 | Compressor Spare,Breakdown,Sleave,30-37 KW,IR,47536040001, | 7609 | 0 |  | 0 | 0 | RAW | 18 | 0 | YES | YES |  | NO |  | 21-MAY-2025 3:13:11PM | [26 empty] | E1002 : Pradeep Sati
Service Spares | Compressor Spare |  | SS213 | Compressor Spare,Breakdown,Gearcase,30-37 KW,IR,47545844001, | 84834000 | 0 |  | 0 | 0 | RAW | 18 | 0 | YES | YES |  | NO |  | 21-MAY-2025 3:13:11PM | [26 empty] | E1002 : Pradeep Sati
Service Spares | Compressor Spare |  | SS214 | Compressor Spare,Breakdown,Gear Set 7.5 Barg,30-37 KW,IR,48864995, | 84834000 | 0 |  | 0 | 0 | RAW | 18 | 0 | YES | YES |  | NO |  | 21-MAY-2025 3:13:11PM | [26 empty] | E1002 : Pradeep Sati
Service Spares | Compressor Spare |  | SS215 | Compressor Spare,Breakdown,Gear Set 7.5 Barg,30-37 KW,IR,24905895, | 84834000 | 0 |  | 0 | 0 | RAW | 18 | 0 | YES | YES |  | NO |  | 21-MAY-2025 3:13:11PM | [26 empty] | E1002 : Pradeep Sati
Service Spares | Compressor Spare |  | SS216 | Compressor Spare,Breakdown,Valve,Pressure Relief,30-37 KW,IR,47522792001, | 8481 | 0 |  | 0 | 0 | RAW | 18 | 0 | YES | YES |  | NO |  | 21-MAY-2025 3:13:11PM | [26 empty] | E1002 : Pradeep Sati
Service Spares | Compressor Spare |  | SS217 | Compressor Spare,Breakdown,Valve Drain,30-37 KW,IR,70614755, | 8481 | 0 |  | 0 | 0 | RAW | 18 | 0 | YES | YES |  | NO |  | 21-MAY-2025 3:13:11PM | [26 empty] | E1002 : Pradeep Sati
Service Spares | Compressor Spare |  | SS218 | Compressor Spare,Breakdown,Plug,Oil Fill,30-37 KW,IR,23980840, | 84834000 | 0 |  | 0 | 0 | RAW | 18 | 0 | YES | YES |  | NO |  | 21-MAY-2025 3:13:11PM | [26 empty] | E1002 : Pradeep Sati
Service Spares | Compressor Spare |  | SS219 | Compressor Spare,Breakdown,Sight Glass,30-37 KW,IR,23404866, | 9025 | 0 |  | 0 | 0 | RAW | 18 | 0 | YES | YES |  | NO |  | 21-MAY-2025 3:13:11PM | [26 empty] | E1002 : Pradeep Sati
Service Spares | Compressor Spare |  | SS22 | Compressor Spare,Breakdown,Thermostatic Valve,11 KW,IR,22456214, | 84149090 | 0 | NOS | 3118.8 | 0 | RAW | 18 | 0 | YES | YES |  | NO |  | 07-MAY-2025 5:54:18PM | [26 empty] | E1002 : Pradeep Sati
Service Spares | Compressor Spare |  | SS220 | Compressor Spare,Breakdown,Tube,30-37 KW,IR,47512866, | 39173100 | 0 |  | 0 | 0 | RAW | 18 | 0 | YES | YES |  | NO |  | 21-MAY-2025 3:13:11PM | [26 empty] | E1002 : Pradeep Sati
Service Spares | Compressor Spare |  | SS221 | Compressor Spare,Breakdown,Tube,30-37 KW,IR,47512867, | 39173100 | 0 |  | 0 | 0 | RAW | 18 | 0 | YES | YES |  | NO |  | 21-MAY-2025 3:13:11PM | [26 empty] | E1002 : Pradeep Sati
Service Spares | Compressor Spare |  | SS222 | Compressor Spare,Breakdown,Tube, Scavenge,30-37 KW,IR,24091704, | 39173100 | 0 |  | 0 | 0 | RAW | 18 | 0 | YES | YES |  | NO |  | 21-MAY-2025 3:13:11PM | [26 empty] | E1002 : Pradeep Sati
Service Spares | Compressor Spare |  | SS223 | Compressor Spare,Breakdown,Adopter,30-37 KW,IR,23413479, | 8536 | 0 |  | 681.6 | 0 | RAW | 18 | 0 | YES | YES |  | NO |  | 21-MAY-2025 3:13:11PM | [26 empty] | E1002 : Pradeep Sati | 03-AUG-2026 2:53:48PM | H1155 : Raushan Kumar
Service Spares | Compressor Spare |  | SS224 | Compressor Spare,Breakdown,Valve,Orifice,30-37 KW,IR,23709942, | 8481 | 0 |  | 0 | 0 | RAW | 18 | 0 | YES | YES |  | NO |  | 21-MAY-2025 3:13:11PM | [26 empty] | E1002 : Pradeep Sati
Service Spares | Compressor Spare |  | SS225 | Compressor Spare,Breakdown,Hose,30-37 KW,IR,47656465001, | 40092200 | 0 |  | 0 | 0 | RAW | 18 | 0 | YES | YES |  | NO |  | 21-MAY-2025 3:13:11PM | [26 empty] | E1002 : Pradeep Sati
Service Spares | Compressor Spare |  | SS226 | Compressor Spare,Breakdown,Hose,30-37 KW,IR,23416670003, | 40092200 | 0 |  | 0 | 0 | RAW | 18 | 0 | YES | YES |  | NO |  | 21-MAY-2025 3:13:11PM | [26 empty] | E1002 : Pradeep Sati
Service Spares | Compressor Spare |  | SS227 | Compressor Spare,Breakdown,Hose,30-37 KW,IR,48662670, | 40092200 | 0 |  | 0 | 0 | RAW | 18 | 0 | YES | YES |  | NO |  | 21-MAY-2025 3:13:11PM | [26 empty] | E1002 : Pradeep Sati
Service Spares | Compressor Spare |  | SS228 | Compressor Spare,Breakdown,Hose,30-37 KW,IR,47656464001, | 40092200 | 0 |  | 0 | 0 | RAW | 18 | 0 | YES | YES |  | NO |  | 21-MAY-2025 3:13:11PM | [26 empty] | E1002 : Pradeep Sati
Service Spares | Compressor Spare |  | SS229 | Compressor Spare,Breakdown,O-Ring,30-37 KW,IR,95987988, | 401693 | 0 |  | 0 | 0 | RAW | 18 | 0 | YES | YES |  | NO |  | 21-MAY-2025 3:13:11PM | [26 empty] | E1002 : Pradeep Sati
Service Spares | Compressor Spare |  | SS23 | Compressor Spare,Breakdown,Thermostatic Valve,15 - 22 KW,IR,A11203274, | 84149090 | 1 | NOS | 4530 | 0 | RAW | 18 | 0 | YES | YES |  | NO |  | 07-MAY-2025 5:54:18PM | [26 empty] | E1002 : Pradeep Sati | 08-SEP-2026 4:59:40PM | H1155 : Raushan Kumar
Service Spares | Compressor Spare |  | SS230 | Compressor Spare,Breakdown,Hose,30-37 KW,IR,39577176, | 40092200 | 0 |  | 0 | 0 | RAW | 18 | 0 | YES | YES |  | NO |  | 21-MAY-2025 3:13:11PM | [26 empty] | E1002 : Pradeep Sati
Service Spares | Compressor Spare |  | SS231 | Compressor Spare,Breakdown,Hose,30-37 KW,IR,85561157, | 40092200 | 0 |  | 0 | 0 | RAW | 18 | 0 | YES | YES |  | NO |  | 21-MAY-2025 3:13:11PM | [26 empty] | E1002 : Pradeep Sati
Service Spares | Compressor Spare |  | SS232 | Compressor Spare,Breakdown,Switch,Emergency Stop,30-37 KW,IR,23990716, | 853650 | 0 |  | 0 | 0 | RAW | 18 | 0 | YES | YES |  | NO |  | 21-MAY-2025 3:13:11PM | [26 empty] | E1002 : Pradeep Sati
Service Spares | Compressor Spare |  | SS233 | Compressor Spare,Breakdown,Current,Transformer,30-45 KW,IR,23970320, | 8504 | 0 |  | 0 | 0 | RAW | 18 | 0 | YES | YES |  | NO |  | 21-MAY-2025 3:13:11PM | [26 empty] | E1002 : Pradeep Sati
Service Spares | Compressor Spare |  | SS234 | Compressor Spare,Breakdown,Starter,Manual Motor,30-45 KW,IR,24482812, | 8501 | 0 |  | 0 | 0 | RAW | 18 | 0 | YES | YES |  | NO |  | 21-MAY-2025 3:13:11PM | [26 empty] | E1002 : Pradeep Sati
Service Spares | Compressor Spare |  | SS235 | Compressor Spare,Breakdown,Transformer,Control,30-37 KW,IR,47621257001, | 8504 | 0 |  | 0 | 0 | RAW | 18 | 0 | YES | YES |  | NO |  | 21-MAY-2025 3:13:11PM | [26 empty] | E1002 : Pradeep Sati | 05-JUN-2025 5:03:11PM | E1002 : Pradeep Sati
Service Spares | Compressor Spare |  | SS236 | Compressor Spare,Breakdown,Tube,30-37 KW,IR,39124813, | 39173100 | 0 |  | 0 | 0 | RAW | 18 | 0 | YES | YES |  | NO |  | 21-MAY-2025 3:13:11PM | [26 empty] | E1002 : Pradeep Sati
Service Spares | Compressor Spare |  | SS237 | Compressor Spare,Breakdown,O-Ring,30-37 KW,IR,95023131, | 401693 | 0 |  | 0 | 0 | RAW | 18 | 0 | YES | YES |  | NO |  | 21-MAY-2025 3:13:11PM | [26 empty] | E1002 : Pradeep Sati
Service Spares | Compressor Spare |  | SS238 | Compressor Spare,Breakdown,Sensor,Temperature,30-37 KW,IR,23522246, | 90318000 | 0 |  | 0 | 0 | RAW | 18 | 0 | YES | YES |  | NO |  | 21-MAY-2025 3:13:11PM | [26 empty] | E1002 : Pradeep Sati
Service Spares | Compressor Spare |  | SS239 | Compressor Spare,Breakdown,O-Ring,30-37 KW,IR,96759295, | 401693 | 0 |  | 0 | 0 | RAW | 18 | 0 | YES | YES |  | NO |  | 21-MAY-2025 3:13:11PM | [26 empty] | E1002 : Pradeep Sati
Service Spares | Compressor Spare |  | SS24 | Compressor Spare,Breakdown,Thermostatic Valve,30 KW,IR,23137920, | 84149090 | 0 | NOS | 0 | 0 | RAW | 18 | 0 | YES | YES |  | NO |  | 07-MAY-2025 5:54:18PM | [26 empty] | E1002 : Pradeep Sati
Service Spares | Compressor Spare |  | SS240 | Compressor Spare,Breakdown,Transducer,30-37 KW,IR,49154016, | 8479 | 0 |  | 0 | 0 | RAW | 18 | 0 | YES | YES |  | NO |  | 21-MAY-2025 3:13:11PM | [26 empty] | E1002 : Pradeep Sati
Service Spares | Compressor Spare |  | SS241 | Compressor Spare,Breakdown,Fuse,30-37 KW,IR,23199557,3 Amp | 8536 | 0 |  | 0 | 0 | RAW | 18 | 0 | YES | YES |  | NO |  | 21-MAY-2025 3:13:11PM | [26 empty] | E1002 : Pradeep Sati
Service Spares | Compressor Spare |  | SS242 | Compressor Spare,Consumable,Element Oil filter,30-45 KW,IR,39911615, | 84219900 | 5 |  | 1 | 0 | RAW | 18 | 0 | YES | YES |  | NO |  | 21-MAY-2025 3:13:11PM | [26 empty] | E1002 : Pradeep Sati | 17-NOV-2025 5:52:32PM | E1002 : Pradeep Sati
Service Spares | Compressor Spare |  | SS243 | Compressor Spare,Consumable,Element Air filter ,45 KW,IR,24091720, | 84219900 | 0 |  | 0 | 0 | RAW | 18 | 0 | YES | YES |  | NO |  | 21-MAY-2025 3:13:11PM | [26 empty] | E1002 : Pradeep Sati
Service Spares | Compressor Spare |  | SS244 | Compressor Spare,Consumable,Pad Filter,45 KW,IR,24115826, | 84219900 | 0 |  | 3800 | 0 | RAW | 18 | 0 | YES | YES |  | NO |  | 21-MAY-2025 3:13:11PM | [26 empty] | E1002 : Pradeep Sati | 04-JUN-2026 11:45:18AM | H1155 : Raushan Kumar
Service Spares | Compressor Spare |  | SS245 | Compressor Spare,Breakdown,Tube Thermal Valve IN,45 KW,IR,24278616, | 8481 | 0 |  | 0 | 0 | RAW | 18 | 0 | YES | YES |  | NO |  | 21-MAY-2025 3:13:11PM | [26 empty] | E1002 : Pradeep Sati
Service Spares | Compressor Spare |  | SS246 | Compressor Spare,Breakdown,Tube 1" Filter IN,45 KW,IR,24278632, | 84219900 | 0 |  | 0 | 0 | RAW | 18 | 0 | YES | YES |  | NO |  | 21-MAY-2025 3:13:11PM | [26 empty] | E1002 : Pradeep Sati
Service Spares | Compressor Spare |  | SS247 | Compressor Spare,Breakdown,Tube Nylon 12mm,45 KW,IR,24143281, | 39173100 | 0 |  | 0 | 0 | RAW | 18 | 0 | YES | YES |  | NO |  | 21-MAY-2025 3:13:11PM | [26 empty] | E1002 : Pradeep Sati
Service Spares | Compressor Spare |  | SS248 | Compressor Spare,Breakdown,Hose Dash-32 AE Discharge to Sep Tank,45 KW,IR,24083016, | 40092200 | 0 |  | 0 | 0 | RAW | 18 | 0 | YES | YES |  | NO |  | 21-MAY-2025 3:13:11PM | [26 empty] | E1002 : Pradeep Sati
Service Spares | Compressor Spare |  | SS249 | Compressor Spare,Breakdown,Hose 0.26" x 18" (ORFS STR X ORFS STR),45 KW,IR,85571628, | 40092200 | 0 |  | 0 | 0 | RAW | 18 | 0 | YES | YES |  | NO |  | 21-MAY-2025 3:13:11PM | [26 empty] | E1002 : Pradeep Sati
Service Spares | Compressor Spare |  | SS25 | Compressor Spare,Breakdown,Thermostatic Valve,37 KW,IR,23137920,39467634 | 84149090 | 1 | NOS | 7970 | 0 | RAW | 18 | 0 | YES | YES |  | NO |  | 07-MAY-2025 5:54:18PM | [26 empty] | E1002 : Pradeep Sati | 18-FEB-2026 10:50:34AM | H1155 : Raushan Kumar
Service Spares | Compressor Spare |  | SS250 | Compressor Spare,Breakdown,Hose Dash-12 AE Discharge to Sep Tank,45 KW,IR,24083024, | 40092200 | 0 |  | 0 | 0 | RAW | 18 | 0 | YES | YES |  | NO |  | 21-MAY-2025 3:13:11PM | [26 empty] | E1002 : Pradeep Sati
Service Spares | Compressor Spare |  | SS251 | Compressor Spare,Breakdown,Motor Drive,45 KW,IR,24058190, | 8501 | 0 |  | 0 | 0 | RAW | 18 | 0 | YES | YES |  | NO |  | 21-MAY-2025 3:13:11PM | [26 empty] | E1002 : Pradeep Sati
Service Spares | Compressor Spare |  | SS252 | Compressor Spare,Breakdown,Gasket Motor Plate,45 KW,IR,93481364, | 8501 | 0 |  | 0 | 0 | RAW | 18 | 0 | YES | YES |  | NO |  | 21-MAY-2025 3:13:11PM | [26 empty] | E1002 : Pradeep Sati
Service Spares | Compressor Spare |  | SS253 | Compressor Spare,Breakdown,Adapter,45 KW,IR,93472215, | 8536 | 0 |  | 0 | 0 | RAW | 18 | 0 | YES | YES |  | NO |  | 21-MAY-2025 3:13:11PM | [26 empty] | E1002 : Pradeep Sati
Service Spares | Compressor Spare |  | SS254 | Compressor Spare,Breakdown,Sleeve Shaft CF90,45 KW,IR,93481331, | 8483 | 0 |  | 0 | 0 | RAW | 18 | 0 | YES | YES |  | NO |  | 21-MAY-2025 3:13:11PM | [26 empty] | E1002 : Pradeep Sati
Service Spares | Compressor Spare |  | SS255 | Compressor Spare,Breakdown,Seal Shaft High Pressure,30-45 KW,IR,88142450, | 84849000 | 0 |  | 0 | 0 | RAW | 18 | 0 | YES | YES |  | NO |  | 21-MAY-2025 3:13:11PM | [26 empty] | E1002 : Pradeep Sati
Service Spares | Compressor Spare |  | SS256 | Compressor Spare,Breakdown,Seal Housing Motor Shaft,45 KW,IR,88142427, | 8501 | 0 |  | 0 | 0 | RAW | 18 | 0 | YES | YES |  | NO |  | 21-MAY-2025 3:13:11PM | [26 empty] | E1002 : Pradeep Sati
Service Spares | Compressor Spare |  | SS257 | Compressor Spare,Breakdown,Airend Assembly,45 KW,IR,54519194, | 84149090 | 0 |  | 0 | 0 | RAW | 18 | 0 | YES | YES |  | NO |  | 21-MAY-2025 3:13:11PM | [26 empty] | E1002 : Pradeep Sati
Service Spares | Compressor Spare |  | SS258 | Compressor Spare,Breakdown,Tube Airend Oil Feed,45 KW,IR,93481570, | 39173100 | 0 |  | 0 | 0 | RAW | 18 | 0 | YES | YES |  | NO |  | 21-MAY-2025 3:13:11PM | [26 empty] | E1002 : Pradeep Sati
Service Spares | Compressor Spare |  | SS259 | Compressor Spare,Breakdown,Tube Seal Scavenge Airend Side,45 KW,IR,23795800, | 39173100 | 0 |  | 0 | 0 | RAW | 18 | 0 | YES | YES |  | NO |  | 21-MAY-2025 3:13:11PM | [26 empty] | E1002 : Pradeep Sati
Service Spares | Compressor Spare |  | SS26 | Compressor Spare,Breakdown,Thermostatic Valve,45 KW,IR,28356523, | 84149090 | 0 | NOS | 0 | 0 | RAW | 18 | 0 | YES | YES |  | NO |  | 07-MAY-2025 5:54:18PM | [26 empty] | E1002 : Pradeep Sati
Service Spares | Compressor Spare |  | SS260 | Compressor Spare,Breakdown,Tube Seal Scavenge Motor Side,45 KW,IR,24096133, | 39173100 | 0 |  | 0 | 0 | RAW | 18 | 0 | YES | YES |  | NO |  | 21-MAY-2025 3:13:11PM | [26 empty] | E1002 : Pradeep Sati
Service Spares | Compressor Spare |  | SS261 | Compressor Spare,Breakdown,Tube Seal Scavenge Motor Side,45 KW,IR,39326228, | 39173100 | 0 |  | 0 | 0 | RAW | 18 | 0 | YES | YES |  | NO |  | 21-MAY-2025 3:13:11PM | [26 empty] | E1002 : Pradeep Sati
Service Spares | Compressor Spare |  | SS262 | Compressor Spare,Breakdown,Hose-16-Length 37 Flare,45 KW,IR,24082992, | 40092200 | 0 |  | 0 | 0 | RAW | 18 | 0 | YES | YES |  | NO |  | 21-MAY-2025 3:13:11PM | [26 empty] | E1002 : Pradeep Sati
Service Spares | Compressor Spare |  | SS263 | Compressor Spare,Breakdown,Valve Min Pressure Check,30-45 KW,IR,70662416, | 8481 | 0 |  | 10800 | 0 | RAW | 18 | 0 | YES | YES |  | NO |  | 21-MAY-2025 3:13:11PM | [26 empty] | E1002 : Pradeep Sati | 21-JUL-2025 3:38:43PM | H1155 : Raushan Kumar
Service Spares | Compressor Spare |  | SS264 | Compressor Spare,Breakdown,Gear Set,45 KW,IR,23689391, | 84834000 | 0 |  | 0 | 0 | RAW | 18 | 0 | YES | YES |  | NO |  | 21-MAY-2025 3:13:11PM | [26 empty] | E1002 : Pradeep Sati
Service Spares | Compressor Spare |  | SS265 | Compressor Spare,Breakdown,O-Ring,45 KW,IR,95720272, | 401693 | 0 |  | 0 | 0 | RAW | 18 | 0 | YES | YES |  | NO |  | 21-MAY-2025 3:13:11PM | [26 empty] | E1002 : Pradeep Sati
Service Spares | Compressor Spare |  | SS266 | Compressor Spare,Breakdown,Tube Cooler to Moisture Sep,45 KW,IR,24085359, | 39173100 | 0 |  | 0 | 0 | RAW | 18 | 0 | YES | YES |  | NO |  | 21-MAY-2025 3:13:11PM | [26 empty] | E1002 : Pradeep Sati
Service Spares | Compressor Spare |  | SS267 | Compressor Spare,Breakdown,Moisture Separator,45 KW,IR,24091613, | 5201 | 0 |  | 0 | 0 | RAW | 18 | 0 | YES | YES |  | NO |  | 21-MAY-2025 3:13:11PM | [26 empty] | E1002 : Pradeep Sati
Service Spares | Compressor Spare |  | SS268 | Compressor Spare,Breakdown,Auto Drain,45 KW,IR,70646484, | 84818090 | 0 |  | 0 | 0 | RAW | 18 | 0 | YES | YES |  | NO |  | 21-MAY-2025 3:13:11PM | [26 empty] | E1002 : Pradeep Sati
Service Spares | Compressor Spare |  | SS269 | Compressor Spare,Breakdown,Interlocl VE5-2,45 KW,IR,23639719, | 8538 | 0 |  | 0 | 0 | RAW | 18 | 0 | YES | YES |  | NO |  | 21-MAY-2025 3:13:11PM | [26 empty] | E1002 : Pradeep Sati
Service Spares | Compressor Spare |  | SS27 | Compressor Spare,Breakdown,Motor Bearing,11 KW,IR - 6308-2Z,, | 8482 | 0 | NOS | 1251 | 0 | RAW | 18 | 0 | YES | YES |  | NO |  | 07-MAY-2025 5:54:18PM | [26 empty] | E1002 : Pradeep Sati | 16-FEB-2026 11:05:25AM | H1155 : Raushan Kumar
Service Spares | Compressor Spare |  | SS270 | Compressor Spare,Breakdown,Fuse Primary Side,45 KW,IR,23970171,6.3 Amp,500 V | 8536 | 0 |  | 0 | 0 | RAW | 18 | 0 | YES | YES |  | NO |  | 21-MAY-2025 3:13:11PM | [26 empty] | E1002 : Pradeep Sati
Service Spares | Compressor Spare |  | SS271 | Compressor Spare,Breakdown,Fuse Base,45 KW,IR,23970197,2 A,230 V AC | 8536 | 0 |  | 0 | 0 | RAW | 18 | 0 | YES | YES |  | NO |  | 21-MAY-2025 3:13:11PM | [26 empty] | E1002 : Pradeep Sati
Service Spares | Compressor Spare |  | SS272 | Compressor Spare,Breakdown,Fuse Base,45 KW,IR,23970254,6.3 A,500 V AC | 8536 | 0 |  | 0 | 0 | RAW | 18 | 0 | YES | YES |  | NO |  | 21-MAY-2025 3:13:11PM | [26 empty] | E1002 : Pradeep Sati
Service Spares | Compressor Spare |  | SS273 | Compressor Spare,Breakdown,Fuse Secondary Side,45 KW,IR,23970262,230 V AC | 8536 | 0 |  | 0 | 0 | RAW | 18 | 0 | YES | YES |  | NO |  | 21-MAY-2025 3:13:11PM | [26 empty] | E1002 : Pradeep Sati
Service Spares | Compressor Spare |  | SS274 | Compressor Spare,Breakdown,Stop Fuse Base ,45 KW,IR,23970296, | 8536 | 0 |  | 0 | 0 | RAW | 18 | 0 | YES | YES |  | NO |  | 21-MAY-2025 3:13:11PM | [26 empty] | E1002 : Pradeep Sati
Service Spares | Compressor Spare |  | SS275 | Compressor Spare,Breakdown,Transformer ,45 KW,IR,24179657,415/110 V | 8504 | 0 |  | 0 | 0 | RAW | 18 | 0 | YES | YES |  | NO |  | 21-MAY-2025 3:13:11PM | [26 empty] | E1002 : Pradeep Sati | 08-SEP-2025 1:51:53PM | H1155 : Raushan Kumar
Service Spares | Compressor Spare |  | SS276 | Compressor Spare,Breakdown,Contactor, Coil,45 KW,IR,24193542,9 Amp | 84819090 | 0 |  | 0 | 0 | RAW | 18 | 0 | YES | YES |  | NO |  | 21-MAY-2025 3:13:11PM | [26 empty] | E1002 : Pradeep Sati
Service Spares | Dryer Spare |  | SS277 | Dryer Spare,Breakdown,Condenser,IR-D144,38459079, | 8404 | 0 |  | 0 | 0 | RAW | 18 | 0 | YES | YES |  | NO |  | 21-MAY-2025 3:13:11PM | [26 empty] | E1002 : Pradeep Sati
Service Spares | Dryer Spare |  | SS278 | Dryer Spare,Breakdown,Compressor,IR-D144,24066813, | 841480 | 0 |  | 9600 | 0 | RAW | 18 | 0 | YES | YES |  | NO |  | 21-MAY-2025 3:13:11PM | [26 empty] | E1002 : Pradeep Sati | 29-OCT-2025 3:02:41PM | H1155 : Raushan Kumar
Service Spares | Dryer Spare |  | SS279 | Dryer Spare,Breakdown,OLP,IR-D144,47657666001, | 8536 | 0 |  | 100 | 0 | RAW | 18 | 0 | YES | YES |  | NO |  | 21-MAY-2025 3:13:11PM | [26 empty] | E1002 : Pradeep Sati | 27-AUG-2025 10:36:56AM | H1155 : Raushan Kumar
Service Spares | Compressor Spare |  | SS28 | Compressor Spare,Breakdown,Motor Bearing,15 KW,IR - 6209ZZC3,, | 8482 | 1 | NOS | 0 | 0 | RAW | 18 | 0 | YES | YES |  | NO |  | 07-MAY-2025 5:54:18PM | [26 empty] | E1002 : Pradeep Sati | 17-NOV-2025 5:52:32PM | E1002 : Pradeep Sati
Service Spares | Dryer Spare |  | SS280 | Dryer Spare,Breakdown,Relay,IR-D144,47657667001, | 8536 | 0 |  | 638 | 0 | RAW | 18 | 0 | YES | YES |  | NO |  | 21-MAY-2025 3:13:11PM | [26 empty] | E1002 : Pradeep Sati | 15-SEP-2025 9:56:59AM | H1155 : Raushan Kumar
Service Spares | Dryer Spare |  | SS281 | Dryer Spare,Breakdown,Start Capacitor,IR-D144,47657668001, | 8532 | 0 |  | 100 | 0 | RAW | 18 | 0 | YES | YES |  | NO |  | 21-MAY-2025 3:13:11PM | [26 empty] | E1002 : Pradeep Sati | 27-AUG-2025 10:36:56AM | H1155 : Raushan Kumar
Service Spares | Dryer Spare |  | SS282 | Dryer Spare,Breakdown,Run Capacitor,IR-D144,47657669001, | 853230 | 0 |  | 0 | 0 | RAW | 18 | 0 | YES | YES |  | NO |  | 21-MAY-2025 3:13:11PM | [26 empty] | E1002 : Pradeep Sati | 13-OCT-2025 9:42:11AM | H1155 : Raushan Kumar
Service Spares | Dryer Spare |  | SS283 | Dryer Spare,Breakdown,Assembly Filter,IR-D144,47621625001, | 84149090 | 0 |  | 0 | 0 | RAW | 18 | 0 | YES | YES |  | NO |  | 21-MAY-2025 3:13:11PM | [26 empty] | E1002 : Pradeep Sati
Service Spares | Dryer Spare |  | SS284 | Dryer Spare,Breakdown,Capillary Tube,IR-D144,47621627001, | 39173100 | 0 |  | 0 | 0 | RAW | 18 | 0 | YES | YES |  | NO |  | 21-MAY-2025 3:13:11PM | [26 empty] | E1002 : Pradeep Sati
Service Spares | Dryer Spare |  | SS285 | Dryer Spare,Breakdown,Assembly, Freon,IR-D144 - D180,47621622001, | 84149090 | 0 |  | 0 | 0 | RAW | 18 | 0 | YES | YES |  | NO |  | 21-MAY-2025 3:13:11PM | [26 empty] | E1002 : Pradeep Sati
Service Spares | Dryer Spare |  | SS286 | Dryer Spare,Breakdown,Assembly Delivery,IR-D144,47621623001, | 84149090 | 0 |  | 0 | 0 | RAW | 18 | 0 | YES | YES |  | NO |  | 21-MAY-2025 3:13:11PM | [26 empty] | E1002 : Pradeep Sati
Service Spares | Dryer Spare |  | SS287 | Dryer Spare,Breakdown,Assembly Delivery,IR-D180,47621628001, | 84149090 | 0 |  | 0 | 0 | RAW | 18 | 0 | YES | YES |  | NO |  | 21-MAY-2025 3:13:11PM | [26 empty] | E1002 : Pradeep Sati
Service Spares | Dryer Spare |  | SS288 | Dryer Spare,Breakdown,Assembly Intake,IR-D144,47621624001, | 84149090 | 0 |  | 0 | 0 | RAW | 18 | 0 | YES | YES |  | NO |  | 21-MAY-2025 3:13:11PM | [26 empty] | E1002 : Pradeep Sati
Service Spares | Dryer Spare |  | SS289 | Dryer Spare,Breakdown,Assembly Intake,IR-D180,47621629001, | 84149090 | 0 |  | 0 | 0 | RAW | 18 | 0 | YES | YES |  | NO |  | 21-MAY-2025 3:13:11PM | [26 empty] | E1002 : Pradeep Sati
Service Spares | Compressor Spare |  | SS29 | Compressor Spare,Breakdown,Motor Bearing,30 - 37 KW,IR - 6312 C3,, | 8482 | 0 | NOS | 0 | 0 | RAW | 18 | 0 | YES | YES |  | NO |  | 07-MAY-2025 5:54:18PM | [26 empty] | E1002 : Pradeep Sati
Service Spares | Dryer Spare |  | SS290 | Dryer Spare,Breakdown,Assembly, Freon Group,IR,47621635001, | 84149090 | 0 |  | 0 | 0 | RAW | 18 | 0 | YES | YES |  | NO |  | 21-MAY-2025 3:13:11PM | [26 empty] | E1002 : Pradeep Sati
Service Spares | Dryer Spare |  | SS291 | Dryer Spare,Breakdown,Assembly Intake Group,IR,47621632001, | 84149090 | 0 |  | 0 | 0 | RAW | 18 | 0 | YES | YES |  | NO |  | 21-MAY-2025 3:13:11PM | [26 empty] | E1002 : Pradeep Sati
Service Spares | Dryer Spare |  | SS292 | Dryer Spare,Breakdown,Assembly Discharge Group,IR,47621633001, | 84149090 | 0 |  | 0 | 0 | RAW | 18 | 0 | YES | YES |  | NO |  | 21-MAY-2025 3:13:11PM | [26 empty] | E1002 : Pradeep Sati
Service Spares | Dryer Spare |  | SS293 | Dryer Spare,Breakdown,Power Switch,IR,23682883, | 853650 | 0 |  | 0 | 0 | RAW | 18 | 0 | YES | YES |  | NO |  | 21-MAY-2025 3:13:11PM | [26 empty] | E1002 : Pradeep Sati
Service Spares | Dryer Spare |  | SS294 | Dryer Spare,Breakdown,Tube,Evaporator,IR-D600,47502492001, | 39173100 | 0 |  | 0 | 0 | RAW | 18 | 0 | YES | YES |  | NO |  | 21-MAY-2025 3:13:11PM | [26 empty] | E1002 : Pradeep Sati
Service Spares | Dryer Spare |  | SS295 | Dryer Spare,Breakdown,Tube,Inlet,IR-D600 - D780,47497891001, | 39173100 | 0 |  | 0 | 0 | RAW | 18 | 0 | YES | YES |  | NO |  | 21-MAY-2025 3:13:11PM | [26 empty] | E1002 : Pradeep Sati
Service Spares | Dryer Spare |  | SS296 | Dryer Spare,Breakdown,Discharge Tube,IR,47497416001, | 39173100 | 0 |  | 0 | 0 | RAW | 18 | 0 | YES | YES |  | NO |  | 21-MAY-2025 3:13:11PM | [26 empty] | E1002 : Pradeep Sati
Service Spares | Dryer Spare |  | SS297 | Dryer Spare,Breakdown,Suction Tube,IR-D600 - D780,47497417001, | 39173100 | 0 |  | 0 | 0 | RAW | 18 | 0 | YES | YES |  | NO |  | 21-MAY-2025 3:13:11PM | [26 empty] | E1002 : Pradeep Sati
Service Spares | Dryer Spare |  | SS298 | Dryer Spare,Breakdown,Emergency Switch,IR,24846991, | 8536 | 0 |  | 0 | 0 | RAW | 18 | 0 | YES | YES |  | NO |  | 21-MAY-2025 3:13:11PM | [26 empty] | E1002 : Pradeep Sati
Service Spares | Dryer Spare |  | SS299 | Dryer Spare,Breakdown,High Pressure Safety Switch,IR,38461406, | 8536 | 0 |  | 0 | 0 | RAW | 18 | 0 | YES | YES |  | NO |  | 21-MAY-2025 3:13:11PM | [26 empty] | E1002 : Pradeep Sati | 02-AUG-2025 12:00:39PM | H1155 : Raushan Kumar
Service Spares | Compressor Spare |  | SS3 | Compressor Spare,Consumable,Kit - 4000 Hr,15 - 22 KW,IR,47709675001, | 84149090 | 4 | NOS | 22968 | 0 | RAW | 18 | 0 | YES | YES |  | NO |  | 07-MAY-2025 5:54:18PM | [26 empty] | E1002 : Pradeep Sati | 01-AUG-2026 4:39:59PM | H1155 : Raushan Kumar
Service Spares | Compressor Spare |  | SS30 | Compressor Spare,Breakdown,Motor Bearing,45 KW,IR - 6312,, | 8482 | 0 | NOS | 0 | 0 | RAW | 18 | 0 | YES | YES |  | NO |  | 07-MAY-2025 5:54:18PM | [26 empty] | E1002 : Pradeep Sati
Service Spares | Dryer Spare |  | SS300 | Dryer Spare,Breakdown,Fan Pressure Switch,IR,18301622, | 8536 | 0 |  | 5691 | 0 | RAW | 18 | 0 | YES | YES |  | NO |  | 21-MAY-2025 3:13:12PM | [26 empty] | E1002 : Pradeep Sati | 02-JUN-2026 2:44:00PM | H1155 : Raushan Kumar
Service Spares | PSA Module Spare |  | SS301 | PSA Module Spare,Breakdown,Angle Valve Cap,,Transparent Indication,Rotex,,, | 84818090 | 207 |  | 0 | 0 | RAW | 18 | 0 | YES | YES |  | NO |  | 21-MAY-2025 3:13:12PM | [26 empty] | E1002 : Pradeep Sati | 13-DEC-2025 12:09:14PM | H1155 : Raushan Kumar
Service Spares | Compressor Spare |  | SS302 | Compressor Spare,Breakdown,Solenoid Valve,11 KW,,47820192001, | 84818030 | 3 | NOS | 2550 | 0 | RAW | 18 | 0 | YES | YES |  | NO |  | 28-MAY-2025 6:15:46PM | [26 empty] | E1002 : Pradeep Sati | 08-DEC-2025 3:27:22PM | H1155 : Raushan Kumar
Service Spares | Compressor Spare |  | SS303 | Compressor Spare,Breakdown,Elbow, Male Swivel - 6 mm X 1/4 BSPT (R1/4),,,54403266, | 73269099 | 2 | NOS | 130 | 0 | RAW | 18 | 0 | YES | YES |  | NO |  | 28-MAY-2025 6:15:46PM | [26 empty] | E1002 : Pradeep Sati | 31-AUG-2026 3:30:00PM | H1155 : Raushan Kumar
Service Spares | Compressor Spare |  | SS304 | Compressor Spare,Breakdown,Connector Male Straight 6 mm X 1/8" BSPT (R1/8),,,92715051, | 73071900 | 1 | NOS | 1 | 0 | RAW | 18 | 0 | YES | YES |  | NO |  | 28-MAY-2025 6:15:46PM | [26 empty] | E1002 : Pradeep Sati | 17-NOV-2025 5:52:32PM | E1002 : Pradeep Sati
Service Spares | Dryer Spare |  | SS305 | Dryer Spare,Breakdown,Refrigerant Gas Cans,R134-450 gm,Kaeser, | 29033919 | 0 | NOS | 878 | 0 | RAW | 18 | 0 | YES | YES |  | NO |  | 28-MAY-2025 6:15:46PM | [26 empty] | E1002 : Pradeep Sati
Service Spares | Dryer Spare |  | SS306 | Dryer Spare,Breakdown,Filter Dryer,Kaeser - ADK036MMS,9.4202.00010, | 290339 | 0 | NOS | 1833 | 0 | RAW | 18 | 0 | YES | YES |  | NO |  | 28-MAY-2025 6:15:46PM | [26 empty] | E1002 : Pradeep Sati
Service Spares | Compressor Spare |  | SS307 | Compressor Spare,Breakdown,Overload Relay,11 KW,CS Electric Limited,TR2D18321X,14 - 22 A | 85369090 | 0 | NOS | 3430 | 0 | RAW | 18 | 0 | YES | YES |  | NO |  | 29-MAY-2025 3:19:05PM | [26 empty] | E1002 : Pradeep Sati | 25-AUG-2026 3:04:40PM | H1155 : Raushan Kumar
Service Spares | Compressor Spare |  | SS308 | Compressor Spare,Breakdown,Contactor,7.5 KW,Schneider (Komter KS10 and KS20),LC1D25 M7, | 9029 | 0 | NOS | 1524.25 | 0 | RAW | 18 | 0 | YES | YES |  | NO |  | 03-JUN-2025 5:11:11PM | [26 empty] | E1002 : Pradeep Sati
Service Spares | Compressor Spare |  | SS309 | Compressor Spare,Breakdown,Overload Relay,7.5 KW,Schneider (Komter KS7 and KS10),LRE 14,7 to 10 A | 85369090 | 0 | NOS | 1507.45 | 0 | RAW | 18 | 0 | YES | YES |  | NO |  | 03-JUN-2025 5:11:11PM | [26 empty] | E1002 : Pradeep Sati
Service Spares | Compressor Spare |  | SS31 | Compressor Spare,Breakdown,Motor Bearing,,SKF-6304-C3,, | 8482 | 0 | NOS | 0 | 0 | RAW | 18 | 0 | YES | YES |  | NO |  | 07-MAY-2025 5:54:18PM | [26 empty] | E1002 : Pradeep Sati | 15-JAN-2026 1:35:24PM | H1155 : Raushan Kumar
Service Spares | Compressor Spare |  | SS310 | Compressor Spare,Breakdown,Induction Motor-Three Phase,7.5 KW,,KTIM0003,400 V | 8501 | 0 | NOS | 4600 | 0 | RAW | 18 | 0 | YES | YES |  | NO |  | 03-JUN-2025 5:11:11PM | [26 empty] | E1002 : Pradeep Sati
Service Spares | Compressor Spare |  | SS311 | Compressor Spare,Breakdown,Oil Circuit Cleaner (For Radiator),,Kaeser,930201, | 34039900 | 0 | NOS | 2250 | 0 | RAW | 18 | 0 | YES | YES |  | NO |  | 03-JUN-2025 5:11:11PM | [26 empty] | E1002 : Pradeep Sati
Service Spares | Compressor Spare |  | SS312 | Compressor Spare,Consumable,Motor Bearing Set,9 KW,Kaeser-SM16,4024851, | 84828000 | 0 | NOS | 0 | 0 | RAW | 18 | 0 | YES | YES |  | NO |  | 09-JUN-2025 2:19:53PM | [26 empty] | E1002 : Pradeep Sati
Service Spares | Compressor Spare |  | SS313 | Compressor Spare,Consumable,Repair Kit (COM. AUX - Vent Valve),9 KW,Kaeser-SM16,4007070001, | 84149019 | 0 | NOS | 14582 | 0 | RAW | 18 | 0 | YES | YES |  | NO |  | 09-JUN-2025 2:19:53PM | [26 empty] | E1002 : Pradeep Sati
Service Spares | Compressor Spare |  | SS314 | Compressor Spare,Consumable,Maintenance Kit - Inlet Valve,9 KW,Kaeser-SM16,4007710, | 84149019 | 0 | NOS | 11331 | 0 | RAW | 18 | 0 | YES | YES |  | NO |  | 09-JUN-2025 2:19:53PM | [26 empty] | E1002 : Pradeep Sati
Service Spares | Compressor Spare |  | SS315 | Compressor Spare,Consumable,V-Belt,Ribbed,9 KW,Kaeser-SM16,638171, | 40103690 | 0 | NOS | 3260 | 0 | RAW | 18 | 0 | YES | YES |  | NO |  | 09-JUN-2025 2:19:53PM | [26 empty] | E1002 : Pradeep Sati
Service Spares | Servo Spare |  | SS316 | Servo Spare,Breakdown,Servo Coil-Copper,STR-25 KVA,, | 850490 | 0 | NOS | 0 | 0 | RAW | 18 | 0 | YES | YES |  | NO |  | 12-JUN-2025 1:03:22PM | [26 empty] | E1002 : Pradeep Sati
Service Spares | Servo Spare |  | SS317 | Servo Spare,Breakdown,Servo Coil-Copper,STR-30 KVA,, | 850490 | 0 | NOS | 0 | 0 | RAW | 18 | 0 | YES | YES |  | NO |  | 12-JUN-2025 1:03:22PM | [26 empty] | E1002 : Pradeep Sati
Service Spares | Servo Spare |  | SS318 | Servo Spare,Breakdown,Servo Coil-Copper,STR-50 KVA,, | 850490 | 0 | NOS | 0 | 0 | RAW | 18 | 0 | YES | YES |  | NO |  | 12-JUN-2025 1:03:22PM | [26 empty] | E1002 : Pradeep Sati
Service Spares | Servo Spare |  | SS319 | Servo Spare,Breakdown,Servo Coil-Copper,STR-100 KVA,, | 850490 | 0 | NOS | 0 | 0 | RAW | 18 | 0 | YES | YES |  | NO |  | 12-JUN-2025 1:03:22PM | [26 empty] | E1002 : Pradeep Sati
Service Spares | Compressor Spare |  | SS32 | Compressor Spare,Breakdown,Motor Bearing,,SKF-6312-C3,, | 8482 | 0 | NOS | 0 | 0 | RAW | 18 | 0 | YES | YES |  | NO |  | 07-MAY-2025 5:54:18PM | [26 empty] | E1002 : Pradeep Sati
Service Spares | Servo Spare |  | SS320 | Servo Spare,Breakdown,Servo AC Synchronous Motor-3 kg. CM Torque,HCS-3 (0.003 HP - 60 RPM),,240 V - | 850152 | 0 | NOS | 0 | 0 | RAW | 18 | 0 | YES | YES |  | NO |  | 12-JUN-2025 1:03:22PM | [26 empty] | E1002 : Pradeep Sati | 27-JAN-2026 4:13:23PM | H1155 : Raushan Kumar
Service Spares | Servo Spare |  | SS321 | Servo Spare,Breakdown,Servo Control Card,,, | 9029 | 0 | NOS | 0 | 0 | RAW | 18 | 0 | YES | YES |  | NO |  | 12-JUN-2025 1:03:22PM | [26 empty] | E1002 : Pradeep Sati
Service Spares | Servo Spare |  | SS322 | Servo Spare,Breakdown,Servo Motor Electro Graphite Carbon Brush,,, | 8545 | 10 | NOS | 50 | 0 | RAW | 18 | 0 | YES | YES |  | NO |  | 12-JUN-2025 1:03:22PM | [26 empty] | E1002 : Pradeep Sati | 17-NOV-2025 5:52:32PM | E1002 : Pradeep Sati
Service Spares | Servo Spare |  | SS323 | Servo Spare,Breakdown,Servo Coil Dimmer-Copper,STR-25 KVA,, | 850490 | 0 | NOS | 0 | 0 | RAW | 18 | 0 | YES | YES |  | NO |  | 12-JUN-2025 1:03:22PM | [26 empty] | E1002 : Pradeep Sati
Service Spares | Servo Spare |  | SS324 | Servo Spare,Breakdown,Servo Coil Dimmer-Copper,STR-30 KVA,, | 850490 | 0 | NOS | 0 | 0 | RAW | 18 | 0 | YES | YES |  | NO |  | 12-JUN-2025 1:03:22PM | [26 empty] | E1002 : Pradeep Sati
Service Spares | Servo Spare |  | SS325 | Servo Spare,Breakdown,Servo Coil Dimmer-Copper,STR-50 KVA,, | 850490 | 0 | NOS | 0 | 0 | RAW | 18 | 0 | YES | YES |  | NO |  | 12-JUN-2025 1:03:22PM | [26 empty] | E1002 : Pradeep Sati
Service Spares | Servo Spare |  | SS326 | Servo Spare,Breakdown,Servo Coil Dimmer-Copper,STR-100 KVA,, | 850490 | 0 | NOS | 11000 | 0 | RAW | 18 | 0 | YES | YES |  | NO |  | 12-JUN-2025 1:03:22PM | [26 empty] | E1002 : Pradeep Sati | 25-JUN-2025 3:23:07PM | H1155 : Raushan Kumar
Service Spares | Servo Spare |  | SS327 | Servo Spare,Breakdown,Servo 3 Way Selector Switch,63 Amp,, | 8536 | 7 | NOS | 0 | 0 | RAW | 18 | 0 | YES | YES |  | NO |  | 12-JUN-2025 1:03:22PM | [26 empty] | E1002 : Pradeep Sati | 20-AUG-2026 12:03:45PM | H1155 : Raushan Kumar
Service Spares | Servo Spare |  | SS328 | Servo Spare,Breakdown,Servo 3 Way Selector Switch,100 Amp,, | 8536 | 0 | NOS | 0 | 0 | RAW | 18 | 0 | YES | YES |  | NO |  | 12-JUN-2025 1:03:22PM | [26 empty] | E1002 : Pradeep Sati
Service Spares | Servo Spare |  | SS329 | Servo Spare,Breakdown,Servo 3 Way Selector Switch,125 Amp,, | 8536 | 0 | NOS | 0 | 0 | RAW | 18 | 0 | YES | YES |  | NO |  | 12-JUN-2025 1:03:22PM | [26 empty] | E1002 : Pradeep Sati
Service Spares | Compressor Spare |  | SS33 | Compressor Spare,Breakdown,Motor Bearing,,SKF-6308-2Z/C3,, | 8482 | 5 | NOS | 1350 | 0 | RAW | 18 | 0 | YES | YES |  | NO |  | 07-MAY-2025 5:54:18PM | [26 empty] | E1002 : Pradeep Sati | 26-DEC-2025 11:55:40AM | H1155 : Raushan Kumar
Service Spares | Servo Spare |  | SS330 | Servo Spare,Breakdown,Servo 3 Way Selector Switch,200 Amp,, | 8536 | 1 | NOS | 0 | 0 | RAW | 18 | 0 | YES | YES |  | NO |  | 12-JUN-2025 1:03:22PM | [26 empty] | E1002 : Pradeep Sati | 17-NOV-2025 5:52:32PM | E1002 : Pradeep Sati
Service Spares | Servo Spare |  | SS331 | Servo Spare,Breakdown,Servo Control Card,Hindustan Electronics,, | 8504 | 1 | NOS | 0 | 0 | RAW | 18 | 0 | YES | YES |  | NO |  | 12-JUN-2025 1:03:22PM | [26 empty] | E1002 : Pradeep Sati | 17-NOV-2025 5:52:32PM | E1002 : Pradeep Sati
Service Spares | Servo Spare |  | SS332 | Servo Spare,Breakdown,Servo Contactor,L&T (AC -1) - MNX 110 - 160 Amp,, | 8536 | 0 | NOS | 0 | 0 | RAW | 18 | 0 | YES | YES |  | NO |  | 12-JUN-2025 1:03:22PM | [26 empty] | E1002 : Pradeep Sati
Service Spares | Servo Spare |  | SS333 | Servo Spare,Breakdown,Servo Contactor,L&T (AC -1) - MNX 140 - 160 Amp,, | 8536 | 0 | NOS | 0 | 0 | RAW | 18 | 0 | YES | YES |  | NO |  | 12-JUN-2025 1:03:22PM | [26 empty] | E1002 : Pradeep Sati
Service Spares | Servo Spare |  | SS334 | Servo Spare,Breakdown,Servo Oil,,, | 8504 | 50 | LTR | 1 | 0 | RAW | 18 | 0 | YES | YES |  | NO |  | 12-JUN-2025 1:03:22PM | [26 empty] | E1002 : Pradeep Sati | 02-JUL-2026 5:39:37PM | H1155 : Raushan Kumar
Service Spares | Dryer Spare |  | SS335 | Dryer Spare,Breakdown,Dryer Start Capacitor-88-108 uF (IEC 60252-2),IR-D600-E466679,,330 VAC | 853225 | 7 | NOS | 450 | 0 | RAW | 18 | 0 | YES | YES |  | NO |  | 12-JUN-2025 1:03:22PM | [26 empty] | E1002 : Pradeep Sati | 27-MAR-2026 2:28:46PM | H1155 : Raushan Kumar
Service Spares | Dryer Spare |  | SS336 | Dryer Spare,Breakdown,Dryer Run Capacitor-35.0 uF,IR-D600,,440 VAC | 853225 | 0 | NOS | 0.1 | 0 | RAW | 18 | 0 | YES | YES |  | NO |  | 12-JUN-2025 1:03:22PM | [26 empty] | E1002 : Pradeep Sati | 27-MAR-2026 2:28:46PM | H1155 : Raushan Kumar
Service Spares | Compressor Spare |  | SS337 | Compressor Spare,Breakdown,Resistance Thermometer W118,9 KW,Kaeser-SM16 T,7971100011, | 90318000 | 0 | NOS | 8828 | 0 | RAW | 18 | 0 | YES | YES |  | NO |  | 13-JUN-2025 4:50:23PM | [26 empty] | E1002 : Pradeep Sati
Service Spares | Compressor Spare |  | SS338 | Compressor Spare,Consumable,Kit-2000 Hr,15 KW,Atlas Copco-GA15VSD+ FF,, | 84149090 | 0 | NOS | 0 | 0 | RAW | 18 | 0 | YES | YES |  | NO |  | 20-JUN-2025 3:49:27PM | [26 empty] | E1002 : Pradeep Sati
Service Spares | Compressor Spare |  | SS339 | Compressor Spare,Consumable,Kit-4000 Hr,15 KW,Atlas Copco-GA15VSD+ FF,, | 84149090 | 0 | NOS | 0 | 0 | RAW | 18 | 0 | YES | YES |  | NO |  | 20-JUN-2025 3:49:27PM | [26 empty] | E1002 : Pradeep Sati
Service Spares | Compressor Spare |  | SS34 | Compressor Spare,Breakdown,Motor Bearing,,SKF-6208-2Z/C3,, | 8482 | 5 | NOS | 924 | 0 | RAW | 18 | 0 | YES | YES |  | NO |  | 07-MAY-2025 5:54:18PM | [26 empty] | E1002 : Pradeep Sati | 26-DEC-2025 11:55:40AM | H1155 : Raushan Kumar
Service Spares | Compressor Spare |  | SS340 | Compressor Spare,Consumable,Air Filter,15 KW,Atlas Copco-GA15VSD+ FF,1613872000, | 39269099 | 0 | NOS | 0 | 0 | RAW | 18 | 0 | YES | YES |  | NO |  | 20-JUN-2025 3:49:27PM | [26 empty] | E1002 : Pradeep Sati
Service Spares | Compressor Spare |  | SS341 | Compressor Spare,Consumable,Oil Filter,15 KW,Atlas Copco-GA15VSD+ FF,1625426100, | 84219900 | 0 | NOS | 0 | 0 | RAW | 18 | 0 | YES | YES |  | NO |  | 20-JUN-2025 3:49:27PM | [26 empty] | E1002 : Pradeep Sati
Service Spares | Compressor Spare |  | SS342 | Compressor Spare,Consumable,Oil Separator,15 KW,Atlas Copco-GA15VSD+ FF,2202929400, | 84219900 | 0 | NOS | 0 | 0 | RAW | 18 | 0 | YES | YES |  | NO |  | 20-JUN-2025 3:49:27PM | [26 empty] | E1002 : Pradeep Sati
Service Spares | Compressor Spare |  | SS343 | Compressor Spare,Breakdown,Radiator,15 KW,Atlas Copco-GA15VSD+ FF,1625423013, | 84149090 | 0 | NOS | 0 | 0 | RAW | 18 | 0 | YES | YES |  | NO |  | 20-JUN-2025 3:49:27PM | [26 empty] | E1002 : Pradeep Sati
Service Spares | Compressor Spare |  | SS344 | Compressor Spare,Breakdown,Air Filter,,Kaeser-ASK28T/ASK34T,641630, | 39269099 | 0 | NOS | 4514 | 0 | RAW | 18 | 0 | YES | YES |  | NO |  | 20-JUN-2025 5:25:19PM | [26 empty] | E1002 : Pradeep Sati | 20-JAN-2026 9:28:27AM | H1155 : Raushan Kumar
Service Spares | Dryer Spare |  | SS345 | Dryer Spare,Breakdown,Filter,Danfoss,023Z501991, | 8451 | 4 | NOS | 525.42 | 0 | RAW | 18 | 0 | YES | YES |  | NO |  | 23-JUN-2025 4:59:08PM | [26 empty] | E1002 : Pradeep Sati | 18-MAR-2026 11:20:34AM | H1155 : Raushan Kumar
Service Spares | Compressor Spare |  | SS346 | Compressor Spare,Breakdown,Contactor-3 Pole (Type- AC Power),,Siemens-NO/NC,,25 Amp, 230 V AC | 85365010 | 0 | NOS | 2100 | 0 | RAW | 18 | 0 | YES | YES |  | NO |  | 24-JUN-2025 12:45:54PM | [26 empty] | E1002 : Pradeep Sati
Service Spares | PSA Module Spare |  | SS347 | PSA Module Spare,Breakdown,Angle Valve Cap Seal,For 1.5" and 2",,Rotex,,Dia 90 mm, | 401693 | 0 | NOS | 0 | 0 | RAW | 18 | 0 | YES | YES |  | NO |  | 26-JUN-2025 1:27:25PM | [26 empty] | E1002 : Pradeep Sati
Service Spares | PSA Module Spare |  | SS348 | PSA Module Spare,Breakdown,Angle Valve Cap Seal,For 1/2",3/4",1",,Rotex,,Dia 50 mm, | 401693 | 0 | NOS | 0 | 0 | RAW | 18 | 0 | YES | YES |  | NO |  | 26-JUN-2025 1:27:25PM | [26 empty] | E1002 : Pradeep Sati
Service Spares | Compressor Spare |  | SS349 | Compressor Spare,Breakdown,Hose Dash -24 MPCV to AC,45 KW,IR,47674741001, | 40092200 | 2 |  | 2730 | 0 | RAW | 18 | 0 | YES | YES |  | NO |  | 30-JUN-2025 4:40:49PM | [26 empty] | E1002 : Pradeep Sati | 10-FEB-2026 9:46:11AM | H1155 : Raushan Kumar
Service Spares | Compressor Spare |  | SS35 | Compressor Spare,Breakdown,Fan Motor Bearing,,Kaeser-ASK34/ASK28T,9986000010, | 8482 | 0 | NOS | 3521 | 0 | RAW | 18 | 0 | YES | YES |  | NO |  | 07-MAY-2025 5:54:18PM | [26 empty] | E1002 : Pradeep Sati
Service Spares | Compressor Spare |  | SS350 | Compressor Spare,Consumable,Foam Filter Met,,Kaeser-SK22,558500, | 39269099 | 0 | NOS | 1437 | 0 | RAW | 18 | 0 | YES | YES |  | NO |  | 04-JUL-2025 6:22:49PM | [26 empty] | E1002 : Pradeep Sati
Service Spares | Compressor Spare |  | SS351 | Compressor Spare,Consumable,Maintenance Kit Inlet Valve ,,Kaeser-BSD75,4008920, | 84149019 | 0 | NOS | 0 | 0 | RAW | 18 | 0 | YES | YES |  | NO |  | 04-JUL-2025 6:22:49PM | [26 empty] | E1002 : Pradeep Sati
Service Spares | Compressor Spare |  | SS352 | Compressor Spare,Breakdown,Kit Control Lines DN4,,Kaeser ASK28T,4009040, | 39172990 | 0 | NOS | 3442 | 0 | RAW | 18 | 0 | YES | YES |  | NO |  | 04-JUL-2025 6:22:49PM | [26 empty] | E1002 : Pradeep Sati
Service Spares | Dryer Spare |  | SS353 | Dryer Spare,Breakdown,Relay,Itely,RVA4G3D,35A-400VAC | 85364900 | 0 | NOS | 0 | 0 | RAW | 18 | 0 | YES | YES |  | NO |  | 04-JUL-2025 6:22:49PM | [26 empty] | E1002 : Pradeep Sati
Service Spares | Dryer Spare |  | SS354 | Dryer Spare,Breakdown,Seal and O-Ring Spare Kit Set,Trident-Dryspell 30 Plus,, | 40160000 | 0 | NOS | 3080 | 0 | RAW | 18 | 0 | YES | YES |  | NO |  | 15-JUL-2025 4:09:28PM | [26 empty] | E1002 : Pradeep Sati | 18-JUL-2025 11:16:50AM | H1155 : Raushan Kumar
Service Spares | Dryer Spare |  | SS355 | Dryer Spare,Breakdown,Exhaust Valve Spare Kit,Trident-Dryspell 30 Plus,, | 84810000 | 0 | NOS | 2132 | 0 | RAW | 18 | 0 | YES | YES |  | NO |  | 15-JUL-2025 4:09:28PM | [26 empty] | E1002 : Pradeep Sati | 18-JUL-2025 11:16:50AM | H1155 : Raushan Kumar
Service Spares | Dryer Spare |  | SS356 | Dryer Spare,Breakdown,Desiccant Tower Screen,Trident-Dryspell 30 Plus,, | 84210000 | 0 | NOS | 355 | 0 | RAW | 18 | 0 | YES | YES |  | NO |  | 15-JUL-2025 4:09:28PM | [26 empty] | E1002 : Pradeep Sati | 18-JUL-2025 11:16:50AM | H1155 : Raushan Kumar
Service Spares | Dryer Spare |  | SS357 | Dryer Spare,Breakdown,Diffuser Top Nylon,Trident-Dryspell 30 Plus,, | 84310000 | 0 | NOS | 355 | 0 | RAW | 18 | 0 | YES | YES |  | NO |  | 15-JUL-2025 4:09:28PM | [26 empty] | E1002 : Pradeep Sati | 18-JUL-2025 11:16:50AM | H1155 : Raushan Kumar
Service Spares | Dryer Spare |  | SS358 | Dryer Spare,Breakdown,Desiccant Air Dryer Silencer,Trident-Dryspell 30 Plus,, | 84050000 | 0 | NOS | 1422 | 0 | RAW | 18 | 0 | YES | YES |  | NO |  | 15-JUL-2025 4:09:28PM | [26 empty] | E1002 : Pradeep Sati | 18-JUL-2025 11:16:50AM | H1155 : Raushan Kumar
Service Spares | Compressor Spare |  | SS359 | Compressor Spare,Consumable,Air Filter Element Small,7.5 KW,Komter KS10,KTCON0036, | 84149090 | 0 | NOS | 917.83 | 0 | RAW | 18 | 0 | YES | YES |  | NO |  | 18-JUL-2025 6:42:14PM | [26 empty] | E1002 : Pradeep Sati | 29-JUL-2025 5:49:36PM | E1002 : Pradeep Sati
Service Spares | Compressor Spare |  | SS36 | Compressor Spare,Breakdown,Fan Motor Bearing,,Kaeser-ASD40T,99856000010, | 8482 | 0 | NOS | 0 | 0 | RAW | 18 | 0 | YES | YES |  | NO |  | 07-MAY-2025 5:54:18PM | [26 empty] | E1002 : Pradeep Sati
Service Spares | Compressor Spare |  | SS360 | Compressor Spare,Consumable,Oil Filter,7.5 KW,Komter KS10,KTCON0022, | 84149090 | 0 | NOS | 1575.79 | 0 | RAW | 18 | 0 | YES | YES |  | NO |  | 18-JUL-2025 6:42:14PM | [26 empty] | E1002 : Pradeep Sati | 29-JUL-2025 5:49:36PM | E1002 : Pradeep Sati
Service Spares | Compressor Spare |  | SS361 | Compressor Spare,Consumable,Air Oil Separator,7.5 KW,Komter KS10,KTCON0011, | 84149090 | 0 | NOS | 5515.26 | 0 | RAW | 18 | 0 | YES | YES |  | NO |  | 18-JUL-2025 6:42:14PM | [26 empty] | E1002 : Pradeep Sati | 29-JUL-2025 5:49:36PM | E1002 : Pradeep Sati
Service Spares | Compressor Spare |  | SS362 | Compressor Spare,Consumable,Air Filter Element,11 KW,Komter KS15,KTCON0034, | 84149090 | 0 | NOS | 2976.75 | 0 | RAW | 18 | 0 | YES | YES |  | NO |  | 18-JUL-2025 6:42:14PM | [26 empty] | E1002 : Pradeep Sati | 29-JUL-2025 5:49:36PM | E1002 : Pradeep Sati
Service Spares | Compressor Spare |  | SS363 | Compressor Spare,Consumable,Oil Filter,11 KW,Komter KS15,KTCON0022, | 84149090 | 0 | NOS | 1575.79 | 0 | RAW | 18 | 0 | YES | YES |  | NO |  | 18-JUL-2025 6:42:14PM | [26 empty] | E1002 : Pradeep Sati | 29-JUL-2025 5:49:36PM | E1002 : Pradeep Sati
Service Spares | Compressor Spare |  | SS364 | Compressor Spare,Consumable,Air Oil Separator,11 KW,Komter KS15,KTCON0017, | 84149090 | 0 | NOS | 5857.58 | 0 | RAW | 18 | 0 | YES | YES |  | NO |  | 18-JUL-2025 6:42:14PM | [26 empty] | E1002 : Pradeep Sati | 29-JUL-2025 5:49:36PM | E1002 : Pradeep Sati
Service Spares | Compressor Spare |  | SS365 | Compressor Spare,Breakdown,Cabinat Fan LV,15 KW,Kaeser ASK28T,7275100031,230 VAC | 84145930 | 0 | NOS | 380 | 0 | RAW | 18 | 0 | YES | YES |  | NO |  | 18-JUL-2025 6:42:14PM | [26 empty] | E1002 : Pradeep Sati | 26-JUL-2025 11:12:14AM | E1117 : Arun Kumar
Service Spares | Compressor Spare |  | SS366 | Compressor Spare,Breakdown,Control Line Kit,11 KW,Kaeser-SK22T,4038030, | 39173100 | 0 | NOS | 6983 | 0 | RAW | 18 | 0 | YES | YES |  | NO |  | 22-JUL-2025 1:41:59PM | [26 empty] | E1002 : Pradeep Sati
Service Spares | Compressor Spare |  | SS367 | Compressor Spare,Breakdown,Contactor,11 KW,Komter KS15-3RT2028-1AL20-8KAO,, | 85365010 | 1 | NOS | 1 | 0 | RAW | 18 | 0 | YES | YES |  | NO |  | 22-JUL-2025 1:41:59PM | [26 empty] | E1002 : Pradeep Sati | 17-NOV-2025 5:52:32PM | E1002 : Pradeep Sati
Service Spares | Compressor Spare |  | SS368 | Compressor Spare,Breakdown,Contactor,11 KW,Komter KS15-3RT2026-1AL20-8K,, | 85365010 | 1 | NOS | 1 | 0 | RAW | 18 | 0 | YES | YES |  | NO |  | 22-JUL-2025 1:41:59PM | [26 empty] | E1002 : Pradeep Sati | 17-NOV-2025 5:52:32PM | E1002 : Pradeep Sati
Service Spares | Dryer Spare |  | SS369 | Dryer Spare,Consumable,Filter Dryer,IR-D600,, | 84189900 | 0 | NOS | 1120 | 0 | RAW | 18 | 0 | YES | YES |  | NO |  | 22-JUL-2025 1:41:59PM | [26 empty] | E1002 : Pradeep Sati
Service Spares | Compressor Spare |  | SS37 | Compressor Spare,Breakdown,Temperature Sensor,11 KW,IR,47690568001, | 902519 | 0 | NOS | 8876.67 | 0 | RAW | 18 | 0 | YES | YES |  | NO |  | 07-MAY-2025 5:54:18PM | [26 empty] | E1002 : Pradeep Sati | 04-APR-2026 11:25:45AM | H1155 : Raushan Kumar
Service Spares | Dryer Spare |  | SS370 | Dryer Spare,Breakdown,Brazing Rod Copper,,, | 74082990 | 0 | NOS | 680 | 0 | RAW | 18 | 0 | YES | YES |  | NO |  | 22-JUL-2025 1:41:59PM | [26 empty] | E1002 : Pradeep Sati
Service Spares | Dryer Spare |  | SS371 | Dryer Spare,Breakdown,Gas Can Adapter and Regulator,,, | 74122019 | 0 | NOS | 20 | 0 | RAW | 18 | 0 | YES | YES |  | NO |  | 22-JUL-2025 1:41:59PM | [26 empty] | E1002 : Pradeep Sati
Service Spares | Compressor Spare |  | SS372 | Compressor Spare,Consumable,Oil Filter,7.5 KW,Komter KS10,KTCON0020, | 84149090 | 0 | NOS | 804.2 | 0 | RAW | 18 | 0 | YES | YES |  | NO |  | 29-JUL-2025 5:49:44PM | [26 empty] | E1002 : Pradeep Sati
Service Spares | Compressor Spare |  | SS373 | Compressor Spare,Consumable,Air Filter Element,15-22 KW,IR-,ZS1211912, | 84149090 | 0 | NOS | 950 | 0 | RAW | 18 | 0 | YES | YES |  | NO |  | 30-JUL-2025 5:06:49PM | [26 empty] | E1002 : Pradeep Sati | 07-SEP-2026 2:34:20PM | H1155 : Raushan Kumar
Service Spares | Compressor Spare |  | SS374 | Compressor Spare,Consumable,Oil Filter,15-22 KW,IR-,ZS1211906, | 84149090 | 7 | NOS | 950 | 0 | RAW | 18 | 0 | YES | YES |  | NO |  | 30-JUL-2025 5:29:08PM | [26 empty] | E1002 : Pradeep Sati | 08-SEP-2026 4:59:39PM | H1155 : Raushan Kumar
Service Spares | Compressor Spare |  | SS375 | Compressor Spare,Consumable,Oil Separator,15-22 KW,IR-,ZS1211908, | 84211910 | 5 | NOS | 6950 | 0 | RAW | 18 | 0 | YES | YES |  | NO |  | 30-JUL-2025 5:29:08PM | [26 empty] | E1002 : Pradeep Sati | 02-SEP-2026 4:36:40PM | H1155 : Raushan Kumar
Service Spares | Compressor Spare |  | SS376 | Compressor Spare,Breakdown,Cooler Nipple,15 kW,Atlas Copco-GA15VSD+FF,1625423013, | 73072900 | 0 | NOS | 0 | 0 | RAW | 18 | 0 | YES | YES |  | NO |  | 08-AUG-2025 10:49:06AM | [26 empty] | E1002 : Pradeep Sati
Service Spares | Compressor Spare |  | SS377 | Compressor Spare,Consumable,Oil Filter,15 kW,Atlas Copco-GA15VSD+FF,1625426150, | 84219900 | 0 | NOS | 4581 | 0 | RAW | 18 | 0 | YES | YES |  | NO |  | 08-AUG-2025 10:49:06AM | [26 empty] | E1002 : Pradeep Sati | 10-OCT-2025 5:37:01PM | H1155 : Raushan Kumar
Service Spares | Compressor Spare |  | SS378 | Compressor Spare,Consumable,Filter Element,15 kW,Atlas Copco-GA15VSD+FF,1613872000, | 84219900 | 0 | NOS | 4197 | 0 | RAW | 18 | 0 | YES | YES |  | NO |  | 08-AUG-2025 10:49:06AM | [26 empty] | E1002 : Pradeep Sati | 10-OCT-2025 5:37:01PM | H1155 : Raushan Kumar
Service Spares | Compressor Spare |  | SS379 | Compressor Spare,Consumable,Oil Separator,15 kW,Atlas Copco-GA15VSD+FF,2202929450, | 84219900 | 0 | NOS | 16795 | 0 | RAW | 18 | 0 | YES | YES |  | NO |  | 08-AUG-2025 10:49:06AM | [26 empty] | E1002 : Pradeep Sati | 10-OCT-2025 5:37:01PM | H1155 : Raushan Kumar
Service Spares | Compressor Spare |  | SS38 | Compressor Spare,Breakdown,Temperature Sensor,15 KW/22 KW,IR,ZS1072483, | 902519 | 0 | NOS | 4626 | 0 | RAW | 18 | 0 | YES | YES |  | NO |  | 07-MAY-2025 5:54:18PM | [26 empty] | E1002 : Pradeep Sati | 07-SEP-2026 4:26:52PM | H1155 : Raushan Kumar
Service Spares | Dryer Spare |  | SS380 | Dryer Spare,Breakdown,Capillary Pressure Connection,D600,47497315001, | 7411 | 0 | NOS | 0 | 0 | RAW | 18 | 0 | YES | YES |  | NO |  | 08-AUG-2025 6:46:14PM | [26 empty] | E1002 : Pradeep Sati
Service Spares | Dryer Spare |  | SS381 | Dryer Spare,Tool,Gas Charging Cane Valve-Regulator - No. 22,,, | 84818090 | 0 | NOS | 0 | 0 | RAW | 18 | 0 | YES | YES |  | NO |  | 08-AUG-2025 6:46:14PM | [26 empty] | E1002 : Pradeep Sati
Service Spares | Dryer Spare |  | SS382 | Dryer Spare,Tool,Gas Charging Cane Valve-Regulator - No. 32,,, | 84818090 | 0 | NOS | 0 | 0 | RAW | 18 | 0 | YES | YES |  | NO |  | 08-AUG-2025 6:46:14PM | [26 empty] | E1002 : Pradeep Sati
Service Spares | Dryer Spare |  | SS383 | Dryer Spare,Tool,Pipe Tool - 3/8",,, | 8204 | 0 | NOS | 0 | 0 | RAW | 18 | 0 | YES | YES |  | NO |  | 08-AUG-2025 6:46:14PM | [26 empty] | E1002 : Pradeep Sati
Service Spares | Dryer Spare |  | SS384 | Dryer Spare,Tool,Pipe Tool - 1/2",,, | 8204 | 0 | NOS | 0 | 0 | RAW | 18 | 0 | YES | YES |  | NO |  | 08-AUG-2025 6:46:14PM | [26 empty] | E1002 : Pradeep Sati
Service Spares | Dryer Spare |  | SS385 | Dryer Spare,Tool,Charging Line - No. 22,,, | 8205 | 0 | NOS | 0 | 0 | RAW | 18 | 0 | YES | YES |  | NO |  | 08-AUG-2025 6:46:14PM | [26 empty] | E1002 : Pradeep Sati
Service Spares | Dryer Spare |  | SS386 | Dryer Spare,Tool,High Pressure Gauge - Gas filling,,, | 9026 | 0 | NOS | 0 | 0 | RAW | 18 | 0 | YES | YES |  | NO |  | 08-AUG-2025 6:46:14PM | [26 empty] | E1002 : Pradeep Sati
Service Spares | Dryer Spare |  | SS387 | Dryer Spare,Tool,Swedging - 5/8",,, | 8203 | 0 | NOS | 0 | 0 | RAW | 18 | 0 | YES | YES |  | NO |  | 08-AUG-2025 6:46:14PM | [26 empty] | E1002 : Pradeep Sati
Service Spares | Compressor Spare |  | SS388 | Compressor Spare,Consumable,Element,Oil Filter,11 KW,IR-,39329602, | 84219900 | 14 | NOS | 1089 | 0 | RAW | 18 | 0 | YES | YES |  | NO |  | 19-AUG-2025 2:46:00PM | [26 empty] | E1002 : Pradeep Sati | 07-SEP-2026 4:20:52PM | H1155 : Raushan Kumar
Service Spares | Compressor Spare |  | SS389 | Compressor Spare,Consumable,Element,Separator,11 KW,IR-,24121212, | 84211910 | 14 | NOS | 4235 | 0 | RAW | 18 | 0 | YES | YES |  | NO |  | 19-AUG-2025 2:46:00PM | [26 empty] | E1002 : Pradeep Sati | 07-SEP-2026 4:20:52PM | H1155 : Raushan Kumar
Service Spares | Compressor Spare |  | SS39 | Compressor Spare,Breakdown,Radiator,11 KW,IR,99312944, | 84149090 | 0 | NOS | 0 | 0 | RAW | 18 | 0 | YES | YES |  | NO |  | 07-MAY-2025 5:54:18PM | [26 empty] | E1002 : Pradeep Sati
Service Spares | Compressor Spare |  | SS390 | Compressor Spare,Consumable,Element,Air Filter,11 KW,IR-,22892533, | 84219900 | 10 | NOS | 2310 | 0 | RAW | 18 | 0 | YES | YES |  | NO |  | 19-AUG-2025 2:46:00PM | [26 empty] | E1002 : Pradeep Sati | 07-SEP-2026 4:20:52PM | H1155 : Raushan Kumar
Service Spares | Compressor Spare |  | SS391 | Compressor Spare,Consumable,Element,Air Filter,11 KW,IR-,23883655, | 84219900 | 15 | NOS | 4400 | 0 | RAW | 18 | 0 | YES | YES |  | NO |  | 19-AUG-2025 2:46:00PM | [26 empty] | E1002 : Pradeep Sati | 07-SEP-2026 4:20:52PM | H1155 : Raushan Kumar
Service Spares | Compressor Spare |  | SS392 | Compressor Spare,Consumable,Mesh Filter Element,15-22 KW,IR-,QX102305, | 84219900 | 0 | NOS | 0 | 0 | RAW | 18 | 0 | YES | YES |  | NO |  | 19-AUG-2025 2:46:00PM | [26 empty] | E1002 : Pradeep Sati
Service Spares | Compressor Spare |  | SS393 | Compressor Spare,Consumable,Intake Valve,15-22 KW,IR-,A11985074, | 8481 | 0 | NOS | 15000 | 0 | RAW | 18 | 0 | YES | YES |  | NO |  | 19-AUG-2025 2:46:00PM | [26 empty] | E1002 : Pradeep Sati | 03-JUL-2026 4:16:24PM | H1155 : Raushan Kumar
Service Spares | Compressor Spare |  | SS394 | Compressor Spare,Consumable,MPCV,15-22 KW,IR-,QX102303, | 8536 | 0 | NOS | 0 | 0 | RAW | 18 | 0 | YES | YES |  | NO |  | 19-AUG-2025 2:46:00PM | [26 empty] | E1002 : Pradeep Sati
Service Spares | Compressor Spare |  | SS395 | Compressor Spare,Consumable,Element, Air Filter,30-37 KW,IR-,24900292, | 84219900 | 7 | NOS | 4246 | 0 | RAW | 18 | 0 | YES | YES |  | NO |  | 19-AUG-2025 2:46:00PM | [26 empty] | E1002 : Pradeep Sati | 02-SEP-2026 4:27:07PM | H1155 : Raushan Kumar
Service Spares | Compressor Spare |  | SS396 | Compressor Spare,Consumable,Element,Oil Separator,30-45 KW,IR-,24163537, | 84211910 | 9 | NOS | 10333 | 0 | RAW | 18 | 0 | YES | YES |  | NO |  | 19-AUG-2025 2:46:00PM | [26 empty] | E1002 : Pradeep Sati | 02-SEP-2026 4:27:07PM | H1155 : Raushan Kumar
Service Spares | Compressor Spare |  | SS397 | Compressor Spare,Consumable,Pad, Filter,30-37 KW,IR-,47656718001, | 84219900 | 15 | NOS | 2040 | 0 | RAW | 18 | 0 | YES | YES |  | NO |  | 19-AUG-2025 2:46:00PM | [26 empty] | E1002 : Pradeep Sati | 02-SEP-2026 4:27:07PM | H1155 : Raushan Kumar
Service Spares | Compressor Spare |  | SS398 | Compressor Spare,Consumable,Filter,Air Housing,30-37 KW,IR-,24900243, | 84219900 | 0 | NOS | 0 | 0 | RAW | 18 | 0 | YES | YES |  | NO |  | 19-AUG-2025 2:46:00PM | [26 empty] | E1002 : Pradeep Sati
Service Spares | Compressor Spare |  | SS399 | Compressor Spare,Consumable,Element Oil filter,30-45 KW,IR-,39911615, | 84219900 | 13 | NOS | 4235 | 0 | RAW | 18 | 0 | YES | YES |  | NO |  | 19-AUG-2025 2:46:00PM | [26 empty] | E1002 : Pradeep Sati | 02-SEP-2026 4:27:07PM | H1155 : Raushan Kumar
Service Spares | Compressor Spare |  | SS4 | Compressor Spare,Consumable,Kit - 2000 Hr,30 - 37 KW,IR,47670429001, | 84149090 | 1 | NOS | 0 | 0 | RAW | 18 | 0 | YES | YES |  | NO |  | 07-MAY-2025 5:54:18PM | [26 empty] | E1002 : Pradeep Sati | 17-NOV-2025 5:52:32PM | E1002 : Pradeep Sati
Service Spares | Compressor Spare |  | SS40 | Compressor Spare,Breakdown,Radiator,15 KW,IR,100015140, | 84149090 | 0 | NOS | 31900.29 | 0 | RAW | 18 | 0 | YES | YES |  | NO |  | 07-MAY-2025 5:54:18PM | [26 empty] | E1002 : Pradeep Sati | 28-OCT-2025 4:21:00PM | H1155 : Raushan Kumar
Service Spares | Compressor Spare |  | SS400 | Compressor Spare,Consumable,Element Air filter ,45 KW,IR-,24091720, | 84219900 | 10 | NOS | 2863 | 0 | RAW | 18 | 0 | YES | YES |  | NO |  | 19-AUG-2025 2:46:00PM | [26 empty] | E1002 : Pradeep Sati | 01-JUN-2026 12:13:17PM | H1155 : Raushan Kumar
Service Spares | Compressor Spare |  | SS401 | Compressor Spare,Breakdown,Repair Kit CAVV,37 KW,Kaeser-BSD 75,40070700020, | 84818090 | 0 | NOS | 12772 | 0 | RAW | 18 | 0 | YES | YES |  | NO |  | 23-AUG-2025 3:51:14PM | [26 empty] | E1002 : Pradeep Sati
Service Spares | Compressor Spare |  | SS402 | Compressor Spare,Breakdown,Maintenance Kit Vent Valve,37 KW,Kaeser-BSD 75,4037560, | 84149019 | 0 | NOS | 2290 | 0 | RAW | 18 | 0 | YES | YES |  | NO |  | 23-AUG-2025 3:51:14PM | [26 empty] | E1002 : Pradeep Sati
Service Spares | Dryer Spare |  | SS403 | Dryer Spare,Breakdown,Empty Metal Container (For Refrigeration Gas),,, | 73110090 | 0 | NOS | 847.5 | 0 | RAW | 18 | 0 | YES | YES |  | NO |  | 23-AUG-2025 3:51:14PM | [26 empty] | E1002 : Pradeep Sati
Service Spares | Compressor Spare |  | SS404 | Compressor Spare,Breakdown,Spiral Hose DN 60 X 500 mm,15 KW,Kaeser-ASK 28T,9107900040, | 40094200 | 0 | NOS | 4659 | 0 | RAW | 18 | 0 | YES | YES |  | NO |  | 23-AUG-2025 3:51:14PM | [26 empty] | E1002 : Pradeep Sati
Service Spares | Compressor Spare |  | SS405 | Compressor Spare,Breakdown,Inlet Port DN 60 mm,15 KW,Kaeser-ASK 28T,5600600010, | 84149019 | 0 | NOS | 847 | 0 | RAW | 18 | 0 | YES | YES |  | NO |  | 23-AUG-2025 3:51:14PM | [26 empty] | E1002 : Pradeep Sati
Service Spares | Compressor Spare |  | SS406 | Compressor Spare,Breakdown,Hose Line,11 Kw,Kaeser SK22T,827600, | 40094200 | 0 | NOS | 6847 | 0 | RAW | 18 | 0 | YES | YES |  | NO |  | 03-SEP-2025 12:30:02PM | [26 empty] | E1002 : Pradeep Sati
Service Spares | Compressor Spare |  | SS407 | Compressor Spare,Consumable,Oil Separator,9 KW,Kaeser-SM16,6379510010, | 84219900 | 0 | NOS | 12674 | 0 | RAW | 18 | 0 | YES | YES |  | NO |  | 18-SEP-2025 6:15:43PM | [26 empty] | E1002 : Pradeep Sati
Service Spares | Compressor Spare |  | SS408 | Compressor Spare,Breakdown,Motor Bearing,11 KW,IR - 6208-2Z,, | 8482 | 0 | NOS | 435.6 | 0 | RAW | 18 | 0 | YES | YES |  | NO |  | 23-SEP-2025 1:18:49PM | [26 empty] | E1002 : Pradeep Sati | 16-FEB-2026 11:05:25AM | H1155 : Raushan Kumar
Service Spares | Dryer Spare |  | SS409 | Dryer Spare,Breakdown,Refrigerant Compressor,Kaeser ASK28T - 15 KW,4E05760,4E05760 | 8414 | 0 | NOS | 16530 | 0 | RAW | 18 | 0 | YES | YES |  | NO |  | 26-SEP-2025 3:12:16PM | [26 empty] | E1002 : Pradeep Sati
Service Spares | Compressor Spare |  | SS41 | Compressor Spare,Breakdown,Radiator,18 KW,IR,100015141, | 84149090 | 0 | NOS | 0 | 0 | RAW | 18 | 0 | YES | YES |  | NO |  | 07-MAY-2025 5:54:18PM | [26 empty] | E1002 : Pradeep Sati
Service Spares | Compressor Spare |  | SS410 | Compressor Spare,Breakdown,Housing (Gear Box - Air End assembly),30 - 37 KW,IR,47568140001, | 8482 | 0 | NOS | 4333.2 | 0 | RAW | 18 | 0 | YES | YES |  | NO |  | 01-OCT-2025 1:04:23PM | [26 empty] | E1002 : Pradeep Sati
Service Spares | Compressor Spare |  | SS411 | Compressor Spare,Breakdown,Elbow (Gear Box - Air End assembly),30 - 37 KW,IR,96757604, | 8482 | 1 | NOS | 700 | 0 | RAW | 18 | 0 | YES | YES |  | NO |  | 01-OCT-2025 1:04:23PM | [26 empty] | E1002 : Pradeep Sati
Service Spares | Compressor Spare |  | SS412 | Compressor Spare,Breakdown,Supply Terminal 3p 3RV1915,15 KW,Kaeser ASK28T ,7314002080, | 85369090 | 0 | NOS | 940 | 0 | RAW | 18 | 0 | YES | YES |  | NO |  | 14-OCT-2025 4:39:29PM | [26 empty] | E1002 : Pradeep Sati
Service Spares | Compressor Spare |  | SS413 | Compressor Spare,Breakdown,Working Element 80°C,18.5 KW,ASK34T,719750, | 90321090 | 0 | NOS | 6046 | 0 | RAW | 18 | 0 | YES | YES |  | NO |  | 03-NOV-2025 5:10:45PM | [26 empty] | E1002 : Pradeep Sati
Service Spares | Dryer Spare |  | SS414 | Dryer Spare,Breakdown,Filter Dryer GR 30-3 Ø6,Kaeser ASK28T-15 KW,9412100020, | 84189900 | 0 | NOS | 1728 | 0 | RAW | 18 | 0 | YES | YES |  | NO |  | 03-NOV-2025 5:10:45PM | [26 empty] | E1002 : Pradeep Sati
Service Spares | Compressor Spare |  | SS415 | Compressor Spare,Consumable,Air Filter Element,11 KW,IR R11T,88171913, | 84219900 | 0 | NOS | 850 | 0 | RAW | 18 | 0 | YES | YES |  | NO |  | 04-NOV-2025 2:42:44PM | [26 empty] | E1002 : Pradeep Sati | 11-JUN-2026 10:47:48AM | H1155 : Raushan Kumar
Service Spares | Compressor Spare |  | SS416 | Compressor Spare,Breakdown,Intake Valve 20- 8 Bar,11 KW,Komter KS15 -20, KPM 15, 20,KTIV0006, | 84149090 | 0 | NOS | 12375 | 0 | RAW | 18 | 0 | YES | YES |  | NO |  | 10-NOV-2025 11:27:53AM | [26 empty] | E1002 : Pradeep Sati
Service Spares | Compressor Spare |  | SS417 | Compressor Spare,Breakdown,Airend Shaft Seal Bush (45X50X16),11 KW,Komter KS15,, | 84149019 | 0 | NOS | 4320 | 0 | RAW | 18 | 0 | YES | YES |  | NO |  | 10-NOV-2025 11:27:53AM | [26 empty] | E1002 : Pradeep Sati
Service Spares | Compressor Spare |  | SS418 | Compressor Spare,Breakdown,Airend Oil Seal (50X68X8),11 KW,Komter KS15,, | 84389090 | 0 | NOS | 7600 | 0 | RAW | 18 | 0 | YES | YES |  | NO |  | 10-NOV-2025 11:27:53AM | [26 empty] | E1002 : Pradeep Sati
Service Spares | Compressor Spare |  | SS419 | Compressor Spare,Breakdown,Contactor 3RT2016,11 KW,Kaeser SK22,7874000010,230 V AC | 85369090 | 0 | NOS | 3294 | 0 | RAW | 18 | 0 | YES | YES |  | NO |  | 11-NOV-2025 4:09:15PM | [26 empty] | E1002 : Pradeep Sati
Service Spares | Compressor Spare |  | SS42 | Compressor Spare,Breakdown,Radiator,22 KW,IR,100015141, | 84149090 | 0 | NOS | 40128.72 | 0 | RAW | 18 | 0 | YES | YES |  | NO |  | 07-MAY-2025 5:54:18PM | [26 empty] | E1002 : Pradeep Sati | 01-NOV-2025 11:55:40AM | H1155 : Raushan Kumar
Service Spares | Compressor Spare |  | SS420 | Compressor Spare,Breakdown,Fan Coupling ,11 KW,Kaeser SK22, 50108E0, | 40169990 | 0 | NOS | 4608 | 0 | RAW | 18 | 0 | YES | YES |  | NO |  | 12-NOV-2025 5:36:52PM | [26 empty] | E1002 : Pradeep Sati
Service Spares | Compressor Spare |  | SS421 | Compressor Spare,Breakdown,Main Motor Bearing,11 KW,Kaeser SK22,4033110, | 84211090 | 0 | NOS | 0 | 0 | RAW | 18 | 0 | YES | YES |  | NO |  | 12-NOV-2025 5:36:52PM | [26 empty] | E1002 : Pradeep Sati
Service Spares | Compressor Spare |  | SS422 | Compressor Spare,Breakdown,Fan Motor Bearing,11 KW,Kaeser SK22,6003400010, | 84821020 | 0 | NOS | 2000 | 0 | RAW | 18 | 0 | YES | YES |  | NO |  | 12-NOV-2025 5:36:52PM | [26 empty] | E1002 : Pradeep Sati
Service Spares | Compressor Spare |  | SS423 | Compressor Spare,Breakdown,Foam Lens Tube,11 KW,Kaeser SK22,5356310020, | 39269092 | 0 | NOS | 0 | 0 | RAW | 18 | 0 | YES | YES |  | NO |  | 12-NOV-2025 5:36:52PM | [26 empty] | E1002 : Pradeep Sati
Service Spares | Compressor Spare |  | SS424 | Compressor Spare,Breakdown,Guiding Ring ,11 KW,Kaeser SK22,4036080, | 39269090 | 0 | NOS | 15888 | 0 | RAW | 18 | 0 | YES | YES |  | NO |  | 12-NOV-2025 5:36:52PM | [26 empty] | E1002 : Pradeep Sati
Service Spares | Dryer Spare |  | SS425 | Dryer Spare,Breakdown,Capillary Tube Di1,8-1x95l/min-KPL,Kaeser SK22,89604100430, | 84189900 | 0 | NOS | 1829 | 0 | RAW | 18 | 0 | YES | YES |  | NO |  | 14-NOV-2025 4:26:47PM | [26 empty] | E1002 : Pradeep Sati
Service Spares | Dryer Spare |  | SS426 | Dryer Spare,Breakdown,Contain Module with FCCiD,IR-QIPPISP2-W,ZS1216476,7-40V, 1.5-0.3A | 8517 | 0 | NOS | 0 | 0 | RAW | 18 | 0 | YES | YES |  | NO |  | 17-NOV-2025 4:17:01PM | [26 empty] | E1002 : Pradeep Sati
Service Spares | Dryer Spare |  | SS427 | Dryer Spare,Breakdown,Board Electronic XRE,IR-D 780/D950,18301721, | 8537 | 0 | NOS | 0 | 0 | RAW | 18 | 0 | YES | YES |  | NO |  | 17-NOV-2025 4:17:01PM | [26 empty] | E1002 : Pradeep Sati
Service Spares | Dryer Spare |  | SS428 | Dryer Spare,Breakdown,Relay - DC Dryer 400 Controller,IR-G7L-2A-TUBJ,,220-240 V AC | 8536 | 0 | NOS | 0 | 0 | RAW | 18 | 0 | YES | YES |  | NO |  | 17-NOV-2025 4:17:01PM | [26 empty] | E1002 : Pradeep Sati
Service Spares | Dryer Spare |  | SS429 | Dryer Spare,Breakdown,Dryer Relay,IR-D180,, | 8536 | 0 | NOS | 1450.8 | 0 | RAW | 18 | 0 | YES | YES |  | NO |  | 17-NOV-2025 4:17:01PM | [26 empty] | E1002 : Pradeep Sati | 04-MAY-2026 12:41:28PM | H1155 : Raushan Kumar
Service Spares | Compressor Spare |  | SS43 | Compressor Spare,Breakdown,Radiator,30 KW,IR,47509178, | 84149090 | 0 | NOS | 0 | 0 | RAW | 18 | 0 | YES | YES |  | NO |  | 07-MAY-2025 5:54:18PM | [26 empty] | E1002 : Pradeep Sati
Service Spares | Dryer Spare |  | SS430 | Dryer Spare,Breakdown,Brazing Rod-Copper,L-500 X W-2 X T-2mm,, | 74071020 | 0 | NOS | 1 | 0 | RAW | 18 | 0 | YES | YES |  | NO |  | 17-NOV-2025 4:17:01PM | [26 empty] | E1002 : Pradeep Sati
Service Spares | Dryer Spare |  | SS431 | Dryer Spare,Breakdown,Digital Process Controller,Sub-Zero (SZ-7521-P-REO),,230 VAC (2.8 Max IN) | 90321010 | 0 | NOS | 1 | 0 | RAW | 18 | 0 | YES | YES |  | NO |  | 17-NOV-2025 4:17:01PM | [26 empty] | E1002 : Pradeep Sati
Service Spares | Dryer Spare |  | SS432 | Dryer Spare,Breakdown,Dryer Switch,,,16 Amp | 85365020 | 0 | NOS | 0 | 0 | RAW | 18 | 0 | YES | YES |  | NO |  | 17-NOV-2025 4:17:01PM | [26 empty] | E1002 : Pradeep Sati
Service Spares | Dryer Spare |  | SS433 | Dryer Spare,Breakdown,Temp. Controller SZ 7521,,, | 90321010 | 0 | NOS | 0 | 0 | RAW | 18 | 0 | YES | YES |  | NO |  | 17-NOV-2025 4:17:01PM | [26 empty] | E1002 : Pradeep Sati
Service Spares | Dryer Spare |  | SS434 | Dryer Spare,Breakdown,Run Capeciator 35 MFP,IR-D600 IN iA,, | 8532 | 10 | NOS | 135 | 0 | RAW | 18 | 0 | YES | YES |  | NO |  | 17-NOV-2025 4:17:01PM | [26 empty] | E1002 : Pradeep Sati
Service Spares | Dryer Spare |  | SS435 | Dryer Spare,Breakdown,Hot Gas By-Pass 3/8, 5/4.5W,,,AC 220 - 240 V | 8481 | 0 | NOS | 0 | 0 | RAW | 18 | 0 | YES | YES |  | NO |  | 17-NOV-2025 4:17:01PM | [26 empty] | E1002 : Pradeep Sati
Service Spares | Dryer Spare |  | SS436 | Dryer Spare,Breakdown,Gas Charging Valve,Bansal Industries,, | 8415 | 0 | NOS | 0 | 0 | RAW | 18 | 0 | YES | YES |  | NO |  | 17-NOV-2025 4:17:01PM | [26 empty] | E1002 : Pradeep Sati
Service Spares | Dryer Spare |  | SS437 | Dryer Spare,Breakdown,Run Capeciator 35 MFP,IR-D600 IN iA,,440 V AC | 8532 | 0 | NOS | 1050 | 0 | RAW | 18 | 0 | YES | YES |  | NO |  | 17-NOV-2025 4:17:01PM | [26 empty] | E1002 : Pradeep Sati
Service Spares | Compressor Spare |  | SS438 | Compressor Spare,Consumable,Outer Suction Filter - H 230 X D 130 mm,,Kaeser,, | 85369090 | 0 | NOS | 0 | 0 | RAW | 18 | 0 | YES | YES |  | NO |  | 17-NOV-2025 4:17:01PM | [26 empty] | E1002 : Pradeep Sati
Service Spares | Compressor Spare |  | SS439 | Compressor Spare,Breakdown,Transformer,,Class-E,CTIDKB03 CZZ0,60 AV | 8504 | 0 | NOS | 0 | 0 | RAW | 18 | 0 | YES | YES |  | NO |  | 17-NOV-2025 4:17:01PM | [26 empty] | E1002 : Pradeep Sati
Service Spares | Compressor Spare |  | SS44 | Compressor Spare,Breakdown,Radiator,37 KW,IR,47509178, | 84149090 | 0 | NOS | 0 | 0 | RAW | 18 | 0 | YES | YES |  | NO |  | 07-MAY-2025 5:54:18PM | [26 empty] | E1002 : Pradeep Sati
Service Spares | Compressor Spare |  | SS440 | Compressor Spare,Breakdown,Meter Hour,,IR,7027827,230 V AC | 9029 | 0 | NOS | 0 | 0 | RAW | 18 | 0 | YES | YES |  | NO |  | 17-NOV-2025 4:17:01PM | [26 empty] | E1002 : Pradeep Sati
Service Spares | Compressor Spare |  | SS441 | Compressor Spare,Breakdown,Block,,ABB-VE5-2,1SBN030210R1000, | 85389000 | 0 | NOS | 0 | 0 | RAW | 18 | 0 | YES | YES |  | NO |  | 17-NOV-2025 4:17:01PM | [26 empty] | E1002 : Pradeep Sati
Service Spares | Compressor Spare |  | SS442 | Compressor Spare,Consumable,Oil Separator-SST 15-20 HP,,Sunsteller,, | 84219900 | 0 | NOS | 0 | 0 | RAW | 18 | 0 | YES | YES |  | NO |  | 17-NOV-2025 4:17:01PM | [26 empty] | E1002 : Pradeep Sati
Service Spares | Compressor Spare |  | SS443 | Compressor Spare,Consumable,Air Filter,55 KW,IR,47557738001, | 84219900 | 0 | NOS | 0 | 0 | RAW | 18 | 0 | YES | YES |  | NO |  | 17-NOV-2025 4:17:01PM | [26 empty] | E1002 : Pradeep Sati
Service Spares | Compressor Spare |  | SS444 | Compressor Spare,Breakdown,Sealing Ring-Thermostate,,,A93191150, | 73079290 | 3 | NOS | 0 | 0 | RAW | 18 | 0 | YES | YES |  | NO |  | 17-NOV-2025 4:17:01PM | [26 empty] | E1002 : Pradeep Sati | 01-APR-2026 3:27:14PM | H1155 : Raushan Kumar
Service Spares | Compressor Spare |  | SS445 | Compressor Spare,Breakdown,Overload Relay-AX65-30-11,37 KW,ABB-TS27 DU36,ISAZ321201R2005,45-63 A | 8536 | 0 | NOS | 1 | 0 | RAW | 18 | 0 | YES | YES |  | NO |  | 17-NOV-2025 4:17:01PM | [26 empty] | E1002 : Pradeep Sati
Service Spares | Compressor Spare |  | SS446 | Compressor Spare,Breakdown,Contactor-AX25-30-01,15 KW,ABB,ISBL931074R8001, | 85365010 | 1 | NOS | 1 | 0 | RAW | 18 | 0 | YES | YES |  | NO |  | 17-NOV-2025 4:17:01PM | [26 empty] | E1002 : Pradeep Sati
Service Spares | Compressor Spare |  | SS447 | Compressor Spare,Breakdown,Moter Starter-40/60 MFD-275 VRMS-BURGE,,Aristo,AC38D040230,230 V AC | 85322500 | 7 | NOS | 1 | 0 | RAW | 18 | 0 | YES | YES |  | NO |  | 17-NOV-2025 4:17:01PM | [26 empty] | E1002 : Pradeep Sati
Service Spares | Compressor Spare |  | SS448 | Compressor Spare,Breakdown,On Delay Timer,,GIC-(0.3s - 30h),Cat-12 ODT4 -R8,240 V AC | 9107 | 0 | NOS | 0 | 0 | RAW | 18 | 0 | YES | YES |  | NO |  | 17-NOV-2025 4:17:01PM | [26 empty] | E1002 : Pradeep Sati
Service Spares | Compressor Spare |  | SS449 | Compressor Spare,Breakdown,MPCV Valve Brass,,Kaeser,, | 84818090 | 0 | NOS | 0 | 0 | RAW | 18 | 0 | YES | YES |  | NO |  | 17-NOV-2025 4:17:01PM | [26 empty] | E1002 : Pradeep Sati
Service Spares | Compressor Spare |  | SS45 | Compressor Spare,Breakdown,Radiator,45 KW,IR,24054777, | 84149090 | 0 | NOS | 0 | 0 | RAW | 18 | 0 | YES | YES |  | NO |  | 07-MAY-2025 5:54:18PM | [26 empty] | E1002 : Pradeep Sati
Service Spares | Compressor Spare |  | SS450 | Compressor Spare,Breakdown,Valve Pilot,,IR,39265036, | 8481 | 0 | NOS | 0 | 0 | RAW | 18 | 0 | YES | YES |  | NO |  | 17-NOV-2025 4:17:01PM | [26 empty] | E1002 : Pradeep Sati
Service Spares | Compressor Spare |  | SS451 | Compressor Spare,Breakdown,Gasket Seal for Motor,,IR,47534792001, | 73079290 | 1 | NOS | 1 | 0 | RAW | 18 | 0 | YES | YES |  | NO |  | 17-NOV-2025 4:17:01PM | [26 empty] | E1002 : Pradeep Sati
Service Spares | Compressor Spare |  | SS452 | Compressor Spare,Breakdown,Kit TCU,45/75 KW,IR,47496696001, | 8536 | 0 | NOS | 0 | 0 | RAW | 18 | 0 | YES | YES |  | NO |  | 17-NOV-2025 4:17:01PM | [26 empty] | E1002 : Pradeep Sati
Service Spares | Compressor Spare |  | SS453 | Compressor Spare,Breakdown,NRV,11 KW,IR,703000314, | 84813000 | 0 | NOS | 3890 | 0 | RAW | 18 | 0 | YES | YES |  | NO |  | 17-NOV-2025 4:17:01PM | [26 empty] | E1002 : Pradeep Sati | 04-JUN-2026 11:48:17AM | H1155 : Raushan Kumar
Service Spares | Compressor Spare |  | SS454 | Compressor Spare,Breakdown,Contactor-AX09-30-10,,ABB-110,, | 8536 | 1 | NOS | 1 | 0 | RAW | 18 | 0 | YES | YES |  | NO |  | 17-NOV-2025 4:17:01PM | [26 empty] | E1002 : Pradeep Sati
Service Spares | Compressor Spare |  | SS455 | Compressor Spare,Breakdown,Control Transformer,18 KW,IR,,60 VA/0-380 V-415 V-440 V/0-24V-230V | 8504 | 0 | NOS | 0 | 0 | RAW | 18 | 0 | YES | YES |  | NO |  | 17-NOV-2025 4:17:02PM | [26 empty] | E1002 : Pradeep Sati
Service Spares | Compressor Spare |  | SS456 | Compressor Spare,Breakdown,VIP Control Transformer,,,, | 8504 | 0 | NOS | 0 | 0 | RAW | 18 | 0 | YES | YES |  | NO |  | 17-NOV-2025 4:17:02PM | [26 empty] | E1002 : Pradeep Sati
Service Spares | Servo Spare |  | SS457 | Servo Spare,Breakdown,Servo Coil Dimmer-Copper,STR-60 KVA,, | 8504 | 0 | NOS | 0 | 0 | RAW | 18 | 0 | YES | YES |  | NO |  | 17-NOV-2025 4:17:02PM | [26 empty] | E1002 : Pradeep Sati
Service Spares | Servo Spare |  | SS458 | Servo Spare,Breakdown,Contector,LNT-MNX110,,AC-1/160 AMP (220 VAC) | 85365010 | 0 | NOS | 0 | 0 | RAW | 18 | 0 | YES | YES |  | NO |  | 17-NOV-2025 4:17:02PM | [26 empty] | E1002 : Pradeep Sati
Service Spares | Servo Spare |  | SS459 | Servo Spare,Breakdown,Contector,LNT-MNX80,,AC-1/100 AMP (220 VAC) | 85365010 | 0 | NOS | 0 | 0 | RAW | 18 | 0 | YES | YES |  | NO |  | 17-NOV-2025 4:17:02PM | [26 empty] | E1002 : Pradeep Sati
Service Spares-Bulk | Compressor Spare - Bulk |  | SS46 | Compressor Spare,Consumable,Coolant Oil,,IR,, | 34039900 | 30 | LTR | 3206.4 | 0 | RAW | 18 | 0 | YES | YES |  | NO |  | 07-MAY-2025 5:54:18PM | [26 empty] | E1002 : Pradeep Sati | 24-AUG-2026 1:57:45PM | H1155 : Raushan Kumar
Service Spares | Servo Spare |  | SS460 | Servo Spare,Breakdown,Contector,LNT-MNX70,,AC-1/100 AMP (220 VAC | 85365010 | 0 | NOS | 0 | 0 | RAW | 18 | 0 | YES | YES |  | NO |  | 17-NOV-2025 4:17:02PM | [26 empty] | E1002 : Pradeep Sati
Service Spares | Servo Spare |  | SS461 | Servo Spare,Breakdown,Contector,LNT-MNX50,,AC-1/85 AMP (220 VAC) | 85365010 | 0 | NOS | 5489 | 0 | RAW | 18 | 0 | YES | YES |  | NO |  | 17-NOV-2025 4:17:02PM | [26 empty] | E1002 : Pradeep Sati
Service Spares | Servo Spare |  | SS462 | Servo Spare,Breakdown,Contector,LNT-MNX40,,AC-1/55 AMP (220 VAC) | 85365010 | 0 | NOS | 0 | 0 | RAW | 18 | 0 | YES | YES |  | NO |  | 17-NOV-2025 4:17:02PM | [26 empty] | E1002 : Pradeep Sati
Service Spares | Servo Spare |  | SS463 | Servo Spare,Breakdown,Phase Sequence Relay,Minules,,415 VAC | 8536 | 0 | NOS | 0 | 0 | RAW | 18 | 0 | YES | YES |  | NO |  | 17-NOV-2025 4:17:02PM | [26 empty] | E1002 : Pradeep Sati
Service Spares | Servo Spare |  | SS464 | Servo Spare,Breakdown,Servo Display,SVS,,220 VAC | 8504 | 3 | NOS | 6500 | 0 | RAW | 18 | 0 | YES | YES |  | NO |  | 17-NOV-2025 4:17:02PM | [26 empty] | E1002 : Pradeep Sati | 01-SEP-2026 4:53:20PM | H1155 : Raushan Kumar
Service Spares | Servo Spare |  | SS465 | Servo Spare,Breakdown,Servo Motor,Servomate-Torque 10 Kg.cm ,HP-0.008-60 RPM,,220 VAC 1- Phase 50Hz | 8501 | 0 | NOS | 0 | 0 | RAW | 18 | 0 | YES | YES |  | NO |  | 17-NOV-2025 4:17:02PM | [26 empty] | E1002 : Pradeep Sati
Service Spares | Servo Spare |  | SS466 | Servo Spare,Breakdown,Servo Motor,Servomate- Torque 3 Kg.cm ,HP-0.003-60 RPM,,220 VAC 1- Phase 50Hz | 8501 | 0 | NOS | 0 | 0 | RAW | 18 | 0 | YES | YES |  | NO |  | 17-NOV-2025 4:17:02PM | [26 empty] | E1002 : Pradeep Sati
Service Spares | Servo Spare |  | SS467 | Servo Spare,Breakdown,Servo Motor,SMS-Torque 10 Kg.cm -60 RPM,,220 VAC 1- Phase 50Hz (125 MA) | 8501 | 0 | NOS | 0 | 0 | RAW | 18 | 0 | YES | YES |  | NO |  | 17-NOV-2025 4:17:02PM | [26 empty] | E1002 : Pradeep Sati
Service Spares | Compressor Spare |  | SS468 | Compressor Spare,Breakdown,Motor Drive,30 - 37 KW,IR ML 30IE-7.5,47521738001, | 8504 | 0 | NOS | 0 | 0 | RAW | 18 | 0 | YES | YES |  | NO |  | 24-NOV-2025 3:11:48PM | [26 empty] | E1002 : Pradeep Sati
Service Spares | Compressor Spare |  | SS469 | Compressor Spare,Breakdown,Screw,30 - 37 KW,IR ML 30IE-7.5,96719836, | 7318 | 0 | NOS | 0 | 0 | RAW | 18 | 0 | YES | YES |  | NO |  | 24-NOV-2025 3:11:48PM | [26 empty] | E1002 : Pradeep Sati
Service Spares-Bulk | Compressor Spare - Bulk |  | SS47 | Compressor Spare,Consumable,Coolant Oil,,IR-, | 34039900 | 0 | LTR | 950 | 0 | RAW | 18 | 0 | YES | YES |  | NO |  | 07-MAY-2025 5:54:18PM | [26 empty] | E1002 : Pradeep Sati | 07-SEP-2026 4:27:59PM | H1155 : Raushan Kumar
Service Spares | Compressor Spare |  | SS470 | Compressor Spare,Breakdown,Screw,30 - 37 KW,IR ML 30IE-7.5,96705660, | 7318 | 0 | NOS | 30 | 0 | RAW | 18 | 0 | YES | YES |  | NO |  | 24-NOV-2025 3:11:49PM | [26 empty] | E1002 : Pradeep Sati | 04-DEC-2025 2:53:11PM | H1155 : Raushan Kumar
Service Spares | Compressor Spare |  | SS471 | Compressor Spare,Breakdown,Screw,30 - 37 KW,IR ML 30IE-7.5,96700901, | 7318 | 0 | NOS | 0 | 0 | RAW | 18 | 0 | YES | YES |  | NO |  | 24-NOV-2025 3:11:49PM | [26 empty] | E1002 : Pradeep Sati
Service Spares | Compressor Spare |  | SS472 | Compressor Spare,Breakdown,Screw,30 - 37 KW,IR ML 30IE-7.5,96725130, | 7318 | 0 | NOS | 0 | 0 | RAW | 18 | 0 | YES | YES |  | NO |  | 24-NOV-2025 3:11:49PM | [26 empty] | E1002 : Pradeep Sati
Service Spares | Compressor Spare |  | SS473 | Compressor Spare,Breakdown,Screw,30 - 37 KW,IR ML 30IE-7.5,96702337, | 7318 | 0 | NOS | 0 | 0 | RAW | 18 | 0 | YES | YES |  | NO |  | 24-NOV-2025 3:11:49PM | [26 empty] | E1002 : Pradeep Sati
Service Spares | Compressor Spare |  | SS474 | Compressor Spare,Breakdown,Screw,30 - 37 KW,IR ML 30IE-7.5,54656905, | 7318 | 0 | NOS | 0 | 0 | RAW | 18 | 0 | YES | YES |  | NO |  | 24-NOV-2025 3:11:49PM | [26 empty] | E1002 : Pradeep Sati
Service Spares | Compressor Spare |  | SS475 | Compressor Spare,Breakdown,Screw,30 - 37 KW,IR ML 30IE-7.5,96738372, | 7318 | 0 | NOS | 0 | 0 | RAW | 18 | 0 | YES | YES |  | NO |  | 24-NOV-2025 3:11:49PM | [26 empty] | E1002 : Pradeep Sati
Service Spares | Compressor Spare |  | SS476 | Compressor Spare,Breakdown,Lockwasher,30 - 37 KW,IR ML 30IE-7.5,96765169, | 7318 | 0 | NOS | 0 | 0 | RAW | 18 | 0 | YES | YES |  | NO |  | 24-NOV-2025 3:11:49PM | [26 empty] | E1002 : Pradeep Sati
Service Spares | Compressor Spare |  | SS477 | Compressor Spare,Breakdown,Gasket,30 - 37 KW,IR ML 30IE-7.5,47534792001, | 4016 | 0 | NOS | 0 | 0 | RAW | 18 | 0 | YES | YES |  | NO |  | 24-NOV-2025 3:11:49PM | [26 empty] | E1002 : Pradeep Sati
Service Spares | Compressor Spare |  | SS478 | Compressor Spare,Breakdown,Assembly-Gasket,30 - 37 KW,IR ML 30IE-7.5,24905895, | 4016 | 0 | NOS | 0 | 0 | RAW | 18 | 0 | YES | YES |  | NO |  | 24-NOV-2025 3:11:49PM | [26 empty] | E1002 : Pradeep Sati
Service Spares | Compressor Spare |  | SS479 | Compressor Spare,Breakdown,O-Ring,30 - 37 KW,IR ML 30IE-7.5,95070272, | 4016 | 0 | NOS | 0 | 0 | RAW | 18 | 0 | YES | YES |  | NO |  | 24-NOV-2025 3:11:49PM | [26 empty] | E1002 : Pradeep Sati
Service Spares | Compressor Spare |  | SS48 | Compressor Spare,Consumable,Grease,,Mobil,22954416, | 27101990 | 4 | NOS | 980 | 0 | RAW | 18 | 0 | YES | YES |  | NO |  | 07-MAY-2025 5:54:18PM | [26 empty] | E1002 : Pradeep Sati | 02-SEP-2026 3:55:34PM | H1155 : Raushan Kumar
Service Spares | Compressor Spare |  | SS480 | Compressor Spare,Breakdown,O-Ring,30 - 37 KW,IR ML 30IE-7.5,95023107, | 4016 | 0 | NOS | 100 | 0 | RAW | 18 | 0 | YES | YES |  | NO |  | 24-NOV-2025 3:11:49PM | [26 empty] | E1002 : Pradeep Sati | 04-DEC-2025 2:53:11PM | H1155 : Raushan Kumar
Service Spares | Compressor Spare |  | SS481 | Compressor Spare,Breakdown,Gearcase,30 - 37 KW,IR ML 30IE-7.5,47545844001, | 8708 | 0 | NOS | 0 | 0 | RAW | 18 | 0 | YES | YES |  | NO |  | 24-NOV-2025 3:11:49PM | [26 empty] | E1002 : Pradeep Sati
Service Spares | Compressor Spare |  | SS482 | Compressor Spare,Breakdown,Plug,30 - 37 KW,IR ML 30IE-7.5,96757034, | 8536 | 0 | NOS | 0 | 0 | RAW | 18 | 0 | YES | YES |  | NO |  | 24-NOV-2025 3:11:49PM | [26 empty] | E1002 : Pradeep Sati
Service Spares | Compressor Spare |  | SS483 | Compressor Spare,Breakdown,Tube,30 - 37 KW,IR ML 30IE-7.5,47559119001, | 7304 | 0 | NOS | 0 | 0 | RAW | 18 | 0 | YES | YES |  | NO |  | 24-NOV-2025 3:11:49PM | [26 empty] | E1002 : Pradeep Sati
Service Spares | Compressor Spare |  | SS484 | Compressor Spare,Breakdown,Sleeve,30 - 37 KW,IR ML 30IE-7.5,47536040001, | 7307 | 0 | NOS | 0 | 0 | RAW | 18 | 0 | YES | YES |  | NO |  | 24-NOV-2025 3:11:49PM | [26 empty] | E1002 : Pradeep Sati
Service Spares | Compressor Spare |  | SS485 | Compressor Spare,Breakdown,Seal,30 - 37 KW,IR ML 30IE-7.5,88142450, | 8414 | 0 | NOS | 0 | 0 | RAW | 18 | 0 | YES | YES |  | NO |  | 24-NOV-2025 3:11:49PM | [26 empty] | E1002 : Pradeep Sati
Service Spares | Compressor Spare |  | SS486 | Compressor Spare,Breakdown,Housing,30 - 37 KW,IR ML 30IE-7.5,47568140001, | 8414 | 0 | NOS | 0 | 0 | RAW | 18 | 0 | YES | YES |  | NO |  | 24-NOV-2025 3:11:49PM | [26 empty] | E1002 : Pradeep Sati
Service Spares | Compressor Spare |  | SS487 | Compressor Spare,Breakdown,Spacer-Clamp Plate,30 - 37 KW,IR ML 30IE-7.5,47524345001, | 8414 | 0 | NOS | 0 | 0 | RAW | 18 | 0 | YES | YES |  | NO |  | 24-NOV-2025 3:11:49PM | [26 empty] | E1002 : Pradeep Sati
Service Spares | Compressor Spare |  | SS488 | Compressor Spare,Breakdown,Valve (In-line Check),30 - 37 KW,IR ML 30IE-7.5,47536005001, | 8414 | 0 | NOS | 0 | 0 | RAW | 18 | 0 | YES | YES |  | NO |  | 24-NOV-2025 3:11:49PM | [26 empty] | E1002 : Pradeep Sati
Service Spares | Compressor Spare |  | SS489 | Compressor Spare,Breakdown,Elbow,30 - 37 KW,IR ML 30IE-7.5,96757604, | 7307 | 0 | NOS | 0 | 0 | RAW | 18 | 0 | YES | YES |  | NO |  | 24-NOV-2025 3:11:49PM | [26 empty] | E1002 : Pradeep Sati
Service Spares | Compressor Spare |  | SS49 | Compressor Spare,Breakdown,Belt,11 KW,IR,54400726, | 40101290 | 0 | NOS | 1320 | 0 | RAW | 18 | 0 | YES | YES |  | NO |  | 07-MAY-2025 5:54:18PM | [26 empty] | E1002 : Pradeep Sati | 13-AUG-2026 12:23:27PM | H1155 : Raushan Kumar
Service Spares | Compressor Spare |  | SS490 | Compressor Spare,Breakdown,Nut,30 - 37 KW,IR ML 30IE-7.5,96711882, | 7318 | 0 | NOS | 0 | 0 | RAW | 18 | 0 | YES | YES |  | NO |  | 24-NOV-2025 3:11:49PM | [26 empty] | E1002 : Pradeep Sati
Service Spares | Compressor Spare |  | SS491 | Compressor Spare,Breakdown,Braket Shipping,30 - 37 KW,IR ML 30IE-7.5,47539974001, | 8708 | 0 | NOS | 0 | 0 | RAW | 18 | 0 | YES | YES |  | NO |  | 24-NOV-2025 3:11:49PM | [26 empty] | E1002 : Pradeep Sati
Service Spares | Compressor Spare |  | SS492 | Compressor Spare,Breakdown,Mount Motor,30 - 37 KW,IR ML 30IE-7.5,23677693, | 8708 | 0 | NOS | 0 | 0 | RAW | 18 | 0 | YES | YES |  | NO |  | 24-NOV-2025 3:11:49PM | [26 empty] | E1002 : Pradeep Sati
Service Spares | Compressor Spare |  | SS493 | Compressor Spare,Breakdown,Mount Insulation,30 - 37 KW,IR ML 30IE-7.5,23591779, | 8546 | 0 | NOS | 0 | 0 | RAW | 18 | 0 | YES | YES |  | NO |  | 24-NOV-2025 3:11:49PM | [26 empty] | E1002 : Pradeep Sati
Service Spares | Compressor Spare |  | SS494 | Compressor Spare,Breakdown,Conntector,30 - 37 KW,IR ML 30IE-7.5,96757919, | 8536 | 0 | NOS | 0 | 0 | RAW | 18 | 0 | YES | YES |  | NO |  | 24-NOV-2025 3:11:49PM | [26 empty] | E1002 : Pradeep Sati
Service Spares | Compressor Spare |  | SS495 | Compressor Spare,Breakdown,Plug,30 - 37 KW,IR ML 30IE-7.5,96954193, | 8536 | 0 | NOS | 0 | 0 | RAW | 18 | 0 | YES | YES |  | NO |  | 24-NOV-2025 3:11:49PM | [26 empty] | E1002 : Pradeep Sati
Service Spares | Compressor Spare |  | SS496 | Compressor Spare,Breakdown,Breather - Filter,30 - 37 KW,IR ML 30IE-7.5,39111893, | 8421 | 0 | NOS | 0 | 0 | RAW | 18 | 0 | YES | YES |  | NO |  | 24-NOV-2025 3:11:49PM | [26 empty] | E1002 : Pradeep Sati
Service Spares | Compressor Spare |  | SS497 | Compressor Spare,Breakdown,Cooler,11 KW,Komter-KS15 ,, | 8414 | 0 | NOS | 12434.13 | 0 | RAW | 18 | 0 | YES | YES |  | NO |  | 25-NOV-2025 12:05:36PM | [26 empty] | E1002 : Pradeep Sati
Service Spares | Compressor Spare |  | SS498 | Compressor Spare,Breakdown,Kit Control Line DN4/DN6,25 KW,Kaeser ASD50T,4040320, | 39173300 | 0 | NOS | 11593 | 0 | RAW | 18 | 0 | YES | YES |  | NO |  | 04-DEC-2025 3:57:02PM | [26 empty] | E1002 : Pradeep Sati
Service Spares | Dryer Spare |  | SS499 | Dryer Spare,Breakdown,Relay-Compresssor 25A,IR-D600,38459723, | 85364900 | 0 | NOS | 6500 | 0 | RAW | 18 | 0 | YES | YES |  | NO |  | 04-DEC-2025 3:57:02PM | [26 empty] | E1002 : Pradeep Sati
Service Spares | Compressor Spare |  | SS5 | Compressor Spare,Consumable,Kit - 4000 Hr,30 - 37 KW,IR,47670430001, | 84149090 | 0 | NOS | 32364 | 0 | RAW | 18 | 0 | YES | YES |  | NO |  | 07-MAY-2025 5:54:18PM | [26 empty] | E1002 : Pradeep Sati | 14-AUG-2026 9:31:39AM | H1155 : Raushan Kumar
Service Spares | Compressor Spare |  | SS50 | Compressor Spare,Breakdown,Belt,15 KW,IR,QX103239, | 40101290 | 0 | NOS | 850 | 0 | RAW | 18 | 0 | YES | YES |  | NO |  | 07-MAY-2025 5:54:18PM | [26 empty] | E1002 : Pradeep Sati | 31-AUG-2026 1:41:12PM | H1155 : Raushan Kumar
Service Spares | Compressor Spare |  | SS500 | Compressor Spare,Breakdown,Elbow-Male Swivel-6 mm X 1/8 BSPT (R1/8),30 - 45 KW,IR-ML30IE/ML37IE/ML45 | 7307 | 1 | NOS | 130 | 0 | RAW | 18 | 0 | YES | YES |  | NO |  | 16-DEC-2025 4:33:08PM | [26 empty] | E1002 : Pradeep Sati | 19-DEC-2025 11:38:16AM | H1155 : Raushan Kumar
Service Spares | Dryer Spare |  | SS501 | Dryer Spare,Breakdown,Copper Pipe Set-1/2" to 1",IR-D600,, | 74111000 | 0 | NOS | 76.27 | 0 | RAW | 18 | 0 | YES | YES |  | NO |  | 30-DEC-2025 6:16:53PM | [26 empty] | E1002 : Pradeep Sati
Service Spares | Compressor Spare |  | SS502 | Compressor Spare,Breakdown,Transformer 1 Phase-25 VA,15 KW,Kaeser-ASK28T,739021,230 VAC | 85043100 | 0 | NOS | 10287 | 0 | RAW | 18 | 0 | YES | YES |  | NO |  | 21-JAN-2026 5:10:35PM | [26 empty] | E1002 : Pradeep Sati
Service Spares | Compressor Spare |  | SS503 | Compressor Spare,Breakdown,Supply Terminal 3p 3RV2925 SK,15 KW,Kaeser-ASK28T,7314005050, | 85369090 | 0 | NOS | 1082 | 0 | RAW | 18 | 0 | YES | YES |  | NO |  | 02-FEB-2026 12:39:38PM | [26 empty] | E1002 : Pradeep Sati
Service Spares | Dryer Spare |  | SS504 | Dryer Spare,Breakdown,Refrigerant Gas,R22,, | 290339 | 0 | NOS | 575 | 0 | RAW | 18 | 0 | YES | YES |  | NO |  | 10-FEB-2026 5:05:21PM | [26 empty] | E1002 : Pradeep Sati | 14-FEB-2026 10:53:08AM | H1155 : Raushan Kumar
Service Spares | Compressor Spare |  | SS505 | Compressor Spare,Breakdown,Kit Drive Coupling,25 KW,Kaeser-ASD 50T,Coupling-5317e10, | 8481 | 0 | NOS | 12000 | 0 | RAW | 18 | 0 | YES | YES |  | NO |  | 17-FEB-2026 1:04:15PM | [26 empty] | E1002 : Pradeep Sati | 23-FEB-2026 4:12:02PM | E1002 : Pradeep Sati
Service Spares | Compressor Spare |  | SS506 | Compressor Spare,Breakdown,Kit Control Lines DN4,11 KW,Kaeser SK25T,4043290, | 84149019 | 0 | NOS | 4815 | 0 | RAW | 18 | 0 | YES | YES |  | NO |  | 06-MAR-2026 4:53:29PM | [26 empty] | E1002 : Pradeep Sati
Service Spares | Compressor Spare |  | SS507 | Compressor Spare,Breakdown,Coolar Mat,55 KW, IDEAL MakinA,, | 30049099 | 0 | NOS | 4500 | 0 | RAW | 18 | 0 | YES | YES |  | NO |  | 16-MAR-2026 4:38:51PM | [26 empty] | E1002 : Pradeep Sati | 30-APR-2026 4:16:09PM | H1155 : Raushan Kumar
Service Spares | Compressor Spare |  | SS508 | Compressor Spare,Consumable,Air Filter,75 KW,ELGi-Mann Filter C 42 723,, | 84219900 | 0 | NOS | 9050 | 0 | RAW | 18 | 0 | YES | YES |  | NO |  | 18-MAR-2026 12:45:57PM | [26 empty] | E1002 : Pradeep Sati | 22-APR-2026 11:59:17AM | H1155 : Raushan Kumar
Service Spares | Compressor Spare |  | SS509 | Compressor Spare,Consumable,Oil Filter,75 KW,ELGi-Mann Filter W 962/14,, | 84212300 | 0 | NOS | 1600 | 0 | RAW | 18 | 0 | YES | YES |  | NO |  | 18-MAR-2026 12:45:58PM | [26 empty] | E1002 : Pradeep Sati | 22-APR-2026 12:00:53PM | H1155 : Raushan Kumar
Service Spares | Compressor Spare |  | SS51 | Compressor Spare,Breakdown,Belt,18 KW,IR,QX103242, | 40101290 | 8 | NOS | 650 | 0 | RAW | 18 | 0 | YES | YES |  | NO |  | 07-MAY-2025 5:54:18PM | [26 empty] | E1002 : Pradeep Sati | 16-APR-2026 5:29:42PM | H1155 : Raushan Kumar
Service Spares | Compressor Spare |  | SS510 | Compressor Spare,Consumable,Oil Separator ,75 KW,ELGi,, | 48239090 | 0 | NOS | 19530 | 0 | RAW | 18 | 0 | YES | YES |  | NO |  | 18-MAR-2026 12:45:58PM | [26 empty] | E1002 : Pradeep Sati | 30-MAR-2026 10:53:43AM | H1155 : Raushan Kumar
Service Spares | Compressor Spare |  | SS511 | Compressor Spare,Consumable,Oil Separator ,55 KW, Ideal MakinA,, | 30049099 | 0 | NOS | 16500 | 0 | RAW | 18 | 0 | YES | YES |  | NO |  | 19-MAR-2026 5:40:23PM | [26 empty] | E1002 : Pradeep Sati | 30-MAR-2026 10:39:39AM | H1155 : Raushan Kumar
Service Spares | Compressor Spare |  | SS512 | Compressor Spare,Breakdown,Gaskit,55 KW, Ideal MakinA,, | 30049099 | 0 | NOS | 450 | 0 | RAW | 18 | 0 | YES | YES |  | NO |  | 19-MAR-2026 5:40:23PM | [26 empty] | E1002 : Pradeep Sati | 30-MAR-2026 10:39:40AM | H1155 : Raushan Kumar
Service Spares | Compressor Spare |  | SS513 | Compressor Spare,Breakdown,Fan OLR For KS10 Relay,7.5 KW,Siemens,221904312,0.4-0.63 Amp | 85364900 | 0 | NOS | 2750 | 0 | RAW | 18 | 0 | YES | YES |  | NO |  | 23-MAR-2026 6:11:14PM | [26 empty] | E1002 : Pradeep Sati
Service Spares | Compressor Spare |  | SS514 | Compressor Spare,Breakdown,Device Connector,11 KW,Kaeser-SK25T,7970900010, | 85369090 | 0 | NOS | 1934 | 0 | RAW | 18 | 0 | YES | YES |  | NO |  | 10-APR-2026 4:44:16PM | [26 empty] | E1002 : Pradeep Sati
Service Spares | Compressor Spare |  | SS515 | Compressor Spare,Breakdown,Control Cable W117 ,11 KW,Kaeser-SK25T,7860700160, | 85444290 | 0 | NOS | 9433 | 0 | RAW | 18 | 0 | YES | YES |  | NO |  | 10-APR-2026 4:44:16PM | [26 empty] | E1002 : Pradeep Sati
Service Spares | Compressor Spare |  | SS516 | Compressor Spare,Breakdown,Intake Nozzle,11 KW,Kaeser-SK25T,560610, | 39231090 | 0 | NOS | 4903 | 0 | RAW | 18 | 0 | YES | YES |  | NO |  | 17-APR-2026 11:44:10AM | [26 empty] | E1002 : Pradeep Sati
Service Spares | Compressor Spare |  | SS517 | Compressor Spare,Breakdown,Kit Revision Comb. / Thermost. Valve,11 KW,Kaeser-SK25T,4032860, | 841490 | 0 | NOS | 10964 | 0 | RAW | 18 | 0 | YES | YES |  | NO |  | 17-APR-2026 11:44:10AM | [26 empty] | E1002 : Pradeep Sati
Service Spares | Compressor Spare |  | SS518 | Compressor Spare,Breakdown,Drive Coupling,37 KW,Kaeser-BSD75T,Coupling-53129E3, | 84836090 | 0 | NOS | 18500 | 0 | RAW | 18 | 0 | YES | YES |  | NO |  | 05-MAY-2026 11:43:58AM | [26 empty] | E1002 : Pradeep Sati
Service Spares | Compressor Spare |  | SS519 | Compressor Spare,Breakdown,Elbow Male,11 KW,IR-R11T,92067933, | 7307 | 0 | NOS | 1718 | 0 | RAW | 18 | 0 | YES | YES |  | NO |  | 05-MAY-2026 11:43:58AM | [26 empty] | E1002 : Pradeep Sati | 30-MAY-2026 10:41:40AM | H1155 : Raushan Kumar
Service Spares | Compressor Spare |  | SS52 | Compressor Spare,Breakdown,Belt,22 KW,IR,QX103243, | 40101290 | 1 | NOS | 650 | 0 | RAW | 18 | 0 | YES | YES |  | NO |  | 07-MAY-2025 5:54:18PM | [26 empty] | E1002 : Pradeep Sati | 29-JUL-2026 11:19:50AM | H1155 : Raushan Kumar
Service Spares | Compressor Spare |  | SS520 | Compressor Spare,Breakdown,Spiral Hose DN40 X 365,9 KW,Kaeser SM16T,9001900010, | 39173990 | 0 | NOS | 1830 | 0 | RAW | 18 | 0 | YES | YES |  | NO |  | 24-MAY-2026 2:24:43AM | [26 empty] | E1002 : Pradeep Sati
Service Spares | Compressor Spare |  | SS521 | Compressor Spare,Breakdown,A/C After Cooler Cleaner 05L3030,9 KW,Kaeser SM16T,930203, | 27101980 | 0 | NOS | 2745 | 0 | RAW | 18 | 0 | YES | YES |  | NO |  | 30-MAY-2026 12:57:42AM | [26 empty] | E1002 : Pradeep Sati
Service Spares | Compressor Spare |  | SS522 | Compressor Spare,Breakdown,Sigma Control 2 SC2 MCS ,37 KW,Kaeser BSD75T,776010, | 84149019 | 0 | NOS | 153789 | 0 | RAW | 18 | 0 | YES | YES |  | NO |  | 30-MAY-2026 12:57:42AM | [26 empty] | E1002 : Pradeep Sati
Service Spares | Compressor Spare |  | SS523 | Compressor Spare,Breakdown, SMPS (Omron) S8VK-C06024,11 KW,Kaeser-SK22T,,24VDC 2.5AMP | 85044090 | 1 | NOS | 2800 | 0 | RAW | 18 | 0 | YES | YES |  | NO |  | 03-JUN-2026 2:32:23PM | [26 empty] | E1002 : Pradeep Sati | 12-AUG-2026 12:54:56PM | H1155 : Raushan Kumar
Service Spares | Compressor Spare |  | SS524 | Compressor Spare,Breakdown,Power Supply PSDC 24/2.5,11 KW,Kaeser-SK22T,77605P0, | 85044090 | 0 | NOS | 0 | 0 | RAW | 18 | 0 | YES | YES |  | NO |  | 03-JUN-2026 2:32:23PM | [26 empty] | E1002 : Pradeep Sati
Service Spares | Compressor Spare |  | SS525 | Compressor Spare,Breakdown,RADIATOR,7.5 HP,Komter KS7 & KS10,KTRAD0002, | 84149090 | 0 | NOS | 0 | 0 | RAW | 18 | 0 | YES | YES |  | NO |  | 03-JUN-2026 3:30:35PM | [26 empty] | E1002 : Pradeep Sati
Service Spares | Compressor Spare |  | SS526 | Compressor Spare,Consumable,Oil Filter,7.5 HP,Komter KS7 & KS10,43210277, | 84149090 | 0 | NOS | 804.2 | 0 | RAW | 18 | 0 | YES | YES |  | NO |  | 03-JUN-2026 3:30:35PM | [26 empty] | E1002 : Pradeep Sati | 23-JUN-2026 12:13:37PM | H1155 : Raushan Kumar
Service Spares | Compressor Spare |  | SS527 | Compressor Spare,Breakdown,RFID Equipment Card,15 KW,Kaeser-ASK28T,7921700010, | 85235990 | 0 | NOS | 7461 | 0 | RAW | 18 | 0 | YES | YES |  | NO |  | 08-JUN-2026 12:46:01PM | [26 empty] | E1002 : Pradeep Sati
Service Spares | Compressor Spare |  | SS528 | Compressor Spare,Breakdown,Intake Valve,11 KW,IR-R11T,23972854, | 3923 | 0 | NOS | 15500 | 0 | RAW | 18 | 0 | YES | YES |  | NO |  | 19-JUN-2026 4:25:25PM | [26 empty] | E1002 : Pradeep Sati
Service Spares | Compressor Spare |  | SS529 | Compressor Spare,Breakdown,Oil Seal with Bush,11 KW,IR-R11T,22404321, | 8414 | 0 | NOS | 3450 | 0 | RAW | 18 | 0 | YES | YES |  | NO |  | 19-JUN-2026 4:25:25PM | [26 empty] | E1002 : Pradeep Sati | 04-AUG-2026 3:24:02PM | H1155 : Raushan Kumar
Service Spares | Compressor Spare |  | SS53 | Compressor Spare,Breakdown,Overload Relay,11 KW,IR,, | 8536 | 0 | NOS | 0 | 0 | RAW | 18 | 0 | YES | YES |  | NO |  | 07-MAY-2025 5:54:18PM | [26 empty] | E1002 : Pradeep Sati | 05-JUN-2025 5:03:07PM | E1002 : Pradeep Sati
Service Spares | Compressor Spare |  | SS530 | Compressor Spare,Breakdown,Working Element 75 Degree,15 KW,Kaerser-ASK28 ,724250, | 90321090 | 0 | NOS | 6227 | 0 | RAW | 18 | 0 | YES | YES |  | NO |  | 19-JUN-2026 4:25:25PM | [26 empty] | E1002 : Pradeep Sati
Service Spares | Compressor Spare |  | SS531 | Compressor Spare,Breakdown,Kit Maintenance-Inlet Valve DN60,18.5 KW, Kaerser-ASK34,4042490, | 84149019 | 0 | NOS | 19544 | 0 | RAW | 18 | 0 | YES | YES |  | NO |  | 19-JUN-2026 4:25:25PM | [26 empty] | E1002 : Pradeep Sati
Service Spares | Compressor Spare |  | SS532 | Compressor Spare,Breakdown,Kit Revision and Venting Valve M,18.5 KW, Kaerser-ASK34,4007070, | 84818090 | 0 | NOS | 12498 | 0 | RAW | 18 | 0 | YES | YES |  | NO |  | 19-JUN-2026 4:25:25PM | [26 empty] | E1002 : Pradeep Sati
Service Spares | Compressor Spare |  | SS533 | Compressor Spare,Breakdown,Assembly, Common Door (With Foam),55 KW,IR-RB55,47676003002, | 84149090 | 0 | NOS | 10968 | 0 | RAW | 18 | 0 | YES | YES |  | NO |  | 29-JUN-2026 12:29:11PM | [26 empty] | E1002 : Pradeep Sati | 30-JUN-2026 5:31:45PM | E1002 : Pradeep Sati
Service Spares | Compressor Spare |  | SS534 | Compressor Spare,Breakdown,Hinge Pin Half,55 KW,IR-RB55,22159842, | 83021090 | 0 | NOS | 1299.6 | 0 | RAW | 18 | 0 | YES | YES |  | NO |  | 29-JUN-2026 12:29:11PM | [26 empty] | E1002 : Pradeep Sati | 03-AUG-2026 2:58:25PM | H1155 : Raushan Kumar
Service Spares | Compressor Spare |  | SS535 | Compressor Spare,Breakdown,Tube, Scavenge 0.25 OD,55 KW,IR-RS55,47581516001, | 73071900 | 0 | NOS | 4160.4 | 0 | RAW | 18 | 0 | YES | YES |  | NO |  | 29-JUN-2026 12:29:11PM | [26 empty] | E1002 : Pradeep Sati | 03-AUG-2026 3:00:26PM | H1155 : Raushan Kumar
Service Spares | Compressor Spare |  | SS536 | Compressor Spare,Breakdown,Valve Orifice/Check (1.42 MM/0.56 Inch),55 KW,IR-RS55,23544612, | 84818090 | 0 | NOS | 1933.2 | 0 | RAW | 18 | 0 | YES | YES |  | NO |  | 29-JUN-2026 12:29:11PM | [26 empty] | E1002 : Pradeep Sati | 03-AUG-2026 2:55:49PM | H1155 : Raushan Kumar
Service Spares | Compressor Spare |  | SS537 | Compressor Spare,Consumable,Oil Filter,11 KW,Komter-KS15 to 50,705005443, | 84149090 | 0 | NOS | 1575.79 | 0 | RAW | 18 | 0 | YES | YES |  | NO |  | 01-JUL-2026 1:41:21PM | [26 empty] | E1002 : Pradeep Sati
Service Spares | Compressor Spare |  | SS538 | Compressor Spare,Consumable,Air Filter Element,11 KW,Komter-KS15,KS30,KS30E,KS20E,KS20 & KSST50-30,4 | 84149090 | 0 | NOS | 2976.75 | 0 | RAW | 18 | 0 | YES | YES |  | NO |  | 01-JUL-2026 1:41:21PM | [26 empty] | E1002 : Pradeep Sati
Service Spares | Compressor Spare |  | SS539 | Compressor Spare,Consumable,Air Filter Element Small,7.5 KW,Komter-KS10,43210070, | 84149090 | 0 | NOS | 917.83 | 0 | RAW | 18 | 0 | YES | YES |  | NO |  | 01-JUL-2026 1:41:21PM | [26 empty] | E1002 : Pradeep Sati
Service Spares | Compressor Spare |  | SS54 | Compressor Spare,Breakdown,Phase Sequence Relay,5 Amp,L&T,,3ph-3w, 208-480 V AC | 85364990 | 0 | NOS | 0 | 0 | RAW | 18 | 0 | YES | YES |  | NO |  | 07-MAY-2025 5:54:18PM | [26 empty] | E1002 : Pradeep Sati | 05-JUN-2025 5:03:07PM | E1002 : Pradeep Sati
Service Spares | Compressor Spare |  | SS540 | Compressor Spare,Consumable,Air Oil Separator New,7.5 KW,Komter-KS7 & KS10,720066643, | 84149090 | 0 | NOS | 5515.26 | 0 | RAW | 18 | 0 | YES | YES |  | NO |  | 01-JUL-2026 1:41:21PM | [26 empty] | E1002 : Pradeep Sati
Service Spares | Compressor Spare |  | SS541 | Compressor Spare,Breakdown,Kit Refrigerant Condenser,37 KW,Kaerser-BSD75T ,P No-90243E0, | 84189910 | 0 | NOS | 40541 | 0 | RAW | 18 | 0 | YES | YES |  | NO |  | 07-JUL-2026 2:12:54PM | [26 empty] | E1002 : Pradeep Sati
Service Spares | Compressor Spare |  | SS542 | Compressor Spare,Breakdown,Repair Kit Inlet Valve,15 KW,Kaeser-ASK28T ,4042500, | 84149019 | 0 | NOS | 18000 | 0 | RAW | 18 | 0 | YES | YES |  | NO |  | 07-JUL-2026 2:12:54PM | [26 empty] | E1002 : Pradeep Sati
Service Spares | Compressor Spare |  | SS543 | Compressor Spare,Breakdown,Kit Maintenance Inlet Valve DN60 ,11 KW,Kaerser-SK22T ,4032960, | 84149019 | 0 | NOS | 12027 | 0 | RAW | 18 | 0 | YES | YES |  | NO |  | 18-JUL-2026 2:40:11AM | [26 empty] | E1002 : Pradeep Sati
Service Spares | Dryer Spare |  | SS544 | Dryer Spare,Breakdown,Fan Motor 230/1/50/60,Kaeser-SK22T,9419400010, | 85011020 | 0 | NOS | 0 | 0 | RAW | 18 | 0 | YES | YES |  | NO |  | 18-JUL-2026 2:40:12AM | [26 empty] | E1002 : Pradeep Sati
Service Spares | Compressor Spare |  | SS545 | Compressor Spare,Breakdown,Valve, Check W/orifice 1/4 in BSPT X 6 MM Tube ,11 KW,IR,22380216, | 84818090 | 0 | NOS | 3394 | 0 | RAW | 18 | 0 | YES | YES |  | NO |  | 13-AUG-2026 1:20:27AM | [26 empty] | E1002 : Pradeep Sati
Service Spares | Compressor Spare |  | SS546 | Compressor Spare,Breakdown,Insert, 6 MM Plastic Tube ,11 KW,IR,22770069, | 84818090 | 0 | NOS | 92 | 0 | RAW | 18 | 0 | YES | YES |  | NO |  | 13-AUG-2026 1:20:27AM | [26 empty] | E1002 : Pradeep Sati
Service Spares | Compressor Spare |  | SS547 | Compressor Spare,Breakdown,CLAMP HOSE ID 1.50 - 2.0 ,11 KW,IR,95235156, | 84818090 | 0 | NOS | 0 | 0 | RAW | 18 | 0 | YES | YES |  | NO |  | 13-AUG-2026 1:20:27AM | [26 empty] | E1002 : Pradeep Sati
Service Spares | Compressor Spare |  | SS548 | Compressor Spare,Breakdown,CAGE THERMAL VALVE ,11 KW,IR,22856991, | 84818090 | 0 | NOS | 0 | 0 | RAW | 18 | 0 | YES | YES |  | NO |  | 13-AUG-2026 1:20:27AM | [26 empty] | E1002 : Pradeep Sati
Service Spares | Compressor Spare |  | SS549 | Compressor Spare,Breakdown,Spring Thermal Valve ,11 KW,IR,22186696, | 84818090 | 0 | NOS | 0 | 0 | RAW | 18 | 0 | YES | YES |  | NO |  | 17-AUG-2026 10:12:23PM | [26 empty] | E1002 : Pradeep Sati
Service Spares | Compressor Spare |  | SS55 | Compressor Spare,Breakdown,Pre-Filter,,Kaeser,, | 903290 | 0 | NOS | 0 | 0 | RAW | 18 | 0 | YES | YES |  | NO |  | 07-MAY-2025 5:54:18PM | [26 empty] | E1002 : Pradeep Sati
Service Spares | Compressor Spare |  | SS550 | Compressor Spare,Breakdown,ELBOW 90 STRAIGHT THREAD 37 DEG FLARED TUBE FITTING ,11 KW,IR,95052379, | 84818090 | 0 | NOS | 0 | 0 | RAW | 18 | 0 | YES | YES |  | NO |  | 17-AUG-2026 10:12:23PM | [26 empty] | E1002 : Pradeep Sati
Service Spares | Compressor Spare |  | SS551 | Compressor Spare,Breakdown,HOSE 3/4" X 628MM LONG ,11 KW,IR,85560274, | 84818090 | 0 | NOS | 0 | 0 | RAW | 18 | 0 | YES | YES |  | NO |  | 17-AUG-2026 10:12:23PM | [26 empty] | E1002 : Pradeep Sati
Service Spares | Compressor Spare |  | SS552 | Compressor Spare,Breakdown,TEE MALE RUN 1/4 BSPT ,11 KW,IR,92931518, | 84818090 | 0 | NOS | 0 | 0 | RAW | 18 | 0 | YES | YES |  | NO |  | 17-AUG-2026 10:12:23PM | [26 empty] | E1002 : Pradeep Sati
Service Spares | Compressor Spare |  | SS553 | Compressor Spare,Breakdown,CONNECTOR, MALE STRAIGHT 6MM X 1/4” BSPT (R1/4) ,11 KW,IR,92788959, | 84818090 | 0 | NOS | 0 | 0 | RAW | 18 | 0 | YES | YES |  | NO |  | 17-AUG-2026 10:12:23PM | [26 empty] | E1002 : Pradeep Sati
Service Spares | Compressor Spare |  | SS554 | Compressor Spare,Breakdown,HEX HEAD PLUG 1 1/16-12UN-2A WITH O-RING ,11 KW,IR,39322276, | 84818090 | 0 | NOS | 0 | 0 | RAW | 18 | 0 | YES | YES |  | NO |  | 17-AUG-2026 10:12:23PM | [26 empty] | E1002 : Pradeep Sati
Service Spares | Compressor Spare |  | SS555 | Compressor Spare,Breakdown,CONNECTOR, METRU-LOK 6MM TUBE X 1/4'' FNPT,11 KW,IR,22420376, | 84818090 | 0 | NOS | 0 | 0 | RAW | 18 | 0 | YES | YES |  | NO |  | 17-AUG-2026 10:12:23PM | [26 empty] | E1002 : Pradeep Sati
Service Spares | Compressor Spare |  | SS556 | Compressor Spare,Breakdown,SWITCH PRESSURE 100-115 PSI,11 KW,IR,23621600, | 84818090 | 0 | NOS | 0 | 0 | RAW | 18 | 0 | YES | YES |  | NO |  | 17-AUG-2026 10:12:23PM | [26 empty] | E1002 : Pradeep Sati
Service Spares | Compressor Spare |  | SS557 | Compressor Spare,Breakdown,CONNECTOR, ORIFICE W/DIVERTER,11 KW,IR,22601926, | 84818090 | 0 | NOS | 0 | 0 | RAW | 18 | 0 | YES | YES |  | NO |  | 17-AUG-2026 10:12:23PM | [26 empty] | E1002 : Pradeep Sati
Service Spares | Compressor Spare |  | SS558 | Compressor Spare,Breakdown,NIPPLE CLOSE 1/4 BSPT,11 KW,IR,92354539, | 84818090 | 0 | NOS | 0 | 0 | RAW | 18 | 0 | YES | YES |  | NO |  | 17-AUG-2026 10:12:23PM | [26 empty] | E1002 : Pradeep Sati
Service Spares | Compressor Spare |  | SS559 | Compressor Spare,Breakdown,HEX PIPE PLUG 7/16 -20UNF-2A WITH O-RING,11 KW,IR,95938965, | 84818090 | 0 | NOS | 0 | 0 | RAW | 18 | 0 | YES | YES |  | NO |  | 17-AUG-2026 10:12:23PM | [26 empty] | E1002 : Pradeep Sati
Service Spares | Compressor Spare |  | SS56 | Compressor Spare,Breakdown,MPCV,11 KW,IR,99331662, | 84819090 | 0 | NOS | 3000 | 0 | RAW | 18 | 0 | YES | YES |  | NO |  | 07-MAY-2025 5:54:18PM | [26 empty] | E1002 : Pradeep Sati
Service Spares | Compressor Spare |  | SS560 | Compressor Spare,Breakdown,VALVE, PILOT 95-110 PSIG,11 KW,IR,22407365, | 84818090 | 0 | NOS | 0 | 0 | RAW | 18 | 0 | YES | YES |  | NO |  | 17-AUG-2026 10:12:23PM | [26 empty] | E1002 : Pradeep Sati
Service Spares | Compressor Spare |  | SS561 | Compressor Spare,Breakdown,Supply terminal 3p 3RV2935 ,18 KW,Kaeser ASK34T,7314005060, | 85369090 | 0 | NOS | 1393 | 0 | RAW | 18 | 0 | YES | YES |  | NO |  | 21-AUG-2026 11:46:07AM | [26 empty] | E1002 : Pradeep Sati
Service Spares | Compressor Spare |  | SS562 | Compressor Spare,Breakdown,V-ribber belt ,18 KW,Kaeser ASK34T,648350, | 40103690 | 0 | NOS | 5664 | 0 | RAW | 18 | 0 | YES | YES |  | NO |  | 21-AUG-2026 11:46:07AM | [26 empty] | E1002 : Pradeep Sati
Service Spares | Compressor Spare |  | SS563 | Compressor Spare,Breakdown,KIT revision inlet valve DN60 ,11 KW,Kaeser SK22T,4032970 | 84149019 | 0 | NOS | 0 | 0 | RAW | 18 | 0 | YES | YES |  | NO |  | 08-SEP-2026 6:41:57PM | [26 empty] | E1002 : Pradeep Sati
Service Spares | Compressor Spare |  | SS564 | Compressor Spare,Breakdown,Switch, Selector-with Filter (Three Way) ,Schneider, XB5AD21N | 84818090 | 0 | NOS | 0 | 0 | RAW | 18 | 0 | YES | YES |  | NO |  | 08-SEP-2026 6:41:57PM | [26 empty] | E1002 : Pradeep Sati
Service Spares | Compressor Spare |  | SS57 | Compressor Spare,Breakdown,Air Filter,,Kaeser-ASD50T,641431, | 39269099 | 0 | NOS | 5151 | 0 | RAW | 18 | 0 | YES | YES |  | NO |  | 07-MAY-2025 5:54:18PM | [26 empty] | E1002 : Pradeep Sati | 20-JAN-2026 10:31:26AM | H1155 : Raushan Kumar
Service Spares | Compressor Spare |  | SS58 | Compressor Spare,Breakdown,Air Filter,,Kaeser-SK22T//SK25T,644320, | 39269099 | 0 | NOS | 4162 | 0 | RAW | 18 | 0 | YES | YES |  | NO |  | 07-MAY-2025 5:54:18PM | [26 empty] | E1002 : Pradeep Sati | 22-JAN-2026 10:04:10AM | H1155 : Raushan Kumar
Service Spares | Compressor Spare |  | SS59 | Compressor Spare,Breakdown,Air Filter,,Kaeser-ASD40T,641430, | 39269099 | 0 | NOS | 5151 | 0 | RAW | 18 | 0 | YES | YES |  | NO |  | 07-MAY-2025 5:54:18PM | [26 empty] | E1002 : Pradeep Sati
Service Spares | Compressor Spare |  | SS6 | Compressor Spare,Consumable,Kit - 2000 Hr,45 KW,IR,47496692001, | 84149090 | 0 | NOS | 0 | 0 | RAW | 18 | 0 | YES | YES |  | NO |  | 07-MAY-2025 5:54:18PM | [26 empty] | E1002 : Pradeep Sati
Service Spares | Compressor Spare |  | SS60 | Compressor Spare,Breakdown,Air Filter,,Kaeser-BSD75T,641391, | 39269099 | 0 | NOS | 10165 | 0 | RAW | 18 | 0 | YES | YES |  | NO |  | 07-MAY-2025 5:54:18PM | [26 empty] | E1002 : Pradeep Sati | 23-FEB-2026 5:23:40PM | H1155 : Raushan Kumar
Service Spares | Compressor Spare |  | SS61 | Compressor Spare,Breakdown,Air Filter,,Kaeser-SM16,642120, | 39269099 | 1 | NOS | 3675 | 0 | RAW | 18 | 0 | YES | YES |  | NO |  | 07-MAY-2025 5:54:18PM | [26 empty] | E1002 : Pradeep Sati | 17-NOV-2025 5:52:32PM | E1002 : Pradeep Sati
Service Spares-Bulk | Compressor Spare |  | SS62 | Compressor Spare,Breakdown,Oil-4 Ltr.,,Kaeser-ASD50T/SK25T/SM16/SK22T/ASD40T/BSD75T,Sigma -INDS5704L | 34039900 | 0 | NOS | 4585 | 0 | RAW | 18 | 0 | YES | YES |  | NO |  | 07-MAY-2025 5:54:18PM | [26 empty] | E1002 : Pradeep Sati | 26-FEB-2026 4:28:42PM | E1002 : Pradeep Sati
Service Spares-Bulk | Compressor Spare |  | SS63 | Compressor Spare,Breakdown,Oil-20 Ltr.,,Kaeser-ASD50T/SK25T/SK22T/ASD40T/BSD75T,Sigma Fluid S-570 | 34039900 | 0 | NOS | 22204 | 0 | RAW | 18 | 0 | YES | YES |  | NO |  | 07-MAY-2025 5:54:18PM | [26 empty] | E1002 : Pradeep Sati | 23-FEB-2026 5:23:40PM | H1155 : Raushan Kumar
Service Spares | Compressor Spare |  | SS64 | Compressor Spare,Breakdown,Oil Filter,,Kaeser-ASD40T/ASD50T,647780, | 84219900 | 0 | NOS | 7941 | 0 | RAW | 18 | 0 | YES | YES |  | NO |  | 07-MAY-2025 5:54:18PM | [26 empty] | E1002 : Pradeep Sati | 20-JAN-2026 10:31:26AM | H1155 : Raushan Kumar
Service Spares | Compressor Spare |  | SS65 | Compressor Spare,Breakdown,Oil Filter,,Kaeser-SK25T/SK22T/SM16,634621, | 84219900 | 0 | NOS | 3695 | 0 | RAW | 18 | 0 | YES | YES |  | NO |  | 07-MAY-2025 5:54:18PM | [26 empty] | E1002 : Pradeep Sati | 22-JAN-2026 5:01:00PM | H1155 : Raushan Kumar
Service Spares | Compressor Spare |  | SS66 | Compressor Spare,Breakdown,Oil Filter,,Kaeser-ASK28T/ASK34T,634630, | 84219900 | 0 | NOS | 4878 | 0 | RAW | 18 | 0 | YES | YES |  | NO |  | 07-MAY-2025 5:54:18PM | [26 empty] | E1002 : Pradeep Sati | 22-JAN-2026 10:10:42AM | H1155 : Raushan Kumar
Service Spares | Compressor Spare |  | SS67 | Compressor Spare,Breakdown,Ribbed Belt,11 KW,Kaeser-SK25,637720, | 40103690 | 0 | NOS | 4746 | 0 | RAW | 18 | 0 | YES | YES |  | NO |  | 07-MAY-2025 5:54:18PM | [26 empty] | E1002 : Pradeep Sati | 19-NOV-2025 5:28:55PM | E1002 : Pradeep Sati
Service Spares | Compressor Spare |  | SS68 | Compressor Spare,Breakdown,Oil Filter,,Kaeser-BSD75T,644930, | 84219900 | 0 | NOS | 9952 | 0 | RAW | 18 | 0 | YES | YES |  | NO |  | 07-MAY-2025 5:54:18PM | [26 empty] | E1002 : Pradeep Sati | 23-FEB-2026 5:23:40PM | H1155 : Raushan Kumar
Service Spares | Compressor Spare |  | SS69 | Compressor Spare,Breakdown,Oil Separator,,Kaeser-ASD50T/SK25T/ASD40T,636690, | 84219900 | 0 | NOS | 19455 | 0 | RAW | 18 | 0 | YES | YES |  | NO |  | 07-MAY-2025 5:54:18PM | [26 empty] | E1002 : Pradeep Sati | 20-JAN-2026 10:31:26AM | H1155 : Raushan Kumar
Service Spares | Compressor Spare |  | SS7 | Compressor Spare,Consumable,Kit - 4000 Hr,45 KW,IR,47496693001, | 84149090 | 0 | NOS | 26433.54 | 0 | RAW | 18 | 0 | YES | YES |  | NO |  | 07-MAY-2025 5:54:18PM | [26 empty] | E1002 : Pradeep Sati | 08-JUL-2025 12:42:45PM | H1155 : Raushan Kumar
Service Spares | Compressor Spare |  | SS70 | Compressor Spare,Breakdown,Oil Separator,,Kaeser-ASK28T/ASK34T,637890, | 84219900 | 0 | NOS | 15008 | 0 | RAW | 18 | 0 | YES | YES |  | NO |  | 07-MAY-2025 5:54:18PM | [26 empty] | E1002 : Pradeep Sati | 20-JAN-2026 10:16:35AM | H1155 : Raushan Kumar
Service Spares | Compressor Spare |  | SS71 | Compressor Spare,Consumable,Oil Separator,,Kaeser-SK22T,6379220010, | 84219900 | 0 | NOS | 14659 | 0 | RAW | 18 | 0 | YES | YES |  | NO |  | 07-MAY-2025 5:54:18PM | [26 empty] | E1002 : Pradeep Sati | 18-SEP-2025 6:15:53PM | E1002 : Pradeep Sati
Service Spares | Compressor Spare |  | SS72 | Compressor Spare,Breakdown,Oil Separator,,Kaeser-BSD75T,635690, | 84219900 | 0 | NOS | 26704 | 0 | RAW | 18 | 0 | YES | YES |  | NO |  | 07-MAY-2025 5:54:18PM | [26 empty] | E1002 : Pradeep Sati | 23-FEB-2026 5:23:40PM | H1155 : Raushan Kumar
Service Spares | Compressor Spare |  | SS73 | Compressor Spare,Breakdown,Inlet Valve Maintenance Kit,,Kaeser,4008920, | 8413 | 0 | NOS | 15537 | 0 | RAW | 18 | 0 | YES | YES |  | NO |  | 07-MAY-2025 5:54:18PM | [26 empty] | E1002 : Pradeep Sati
Service Spares | Compressor Spare |  | SS74 | Compressor Spare,Breakdown,Belt,,Kaeser-SK22T,637710, | 40101290 | 0 | NOS | 4142 | 0 | RAW | 18 | 0 | YES | YES |  | NO |  | 07-MAY-2025 5:54:18PM | [26 empty] | E1002 : Pradeep Sati | 22-MAY-2026 11:04:19AM | H1155 : Raushan Kumar
Service Spares | Compressor Spare |  | SS75 | Compressor Spare,Breakdown,Belt,,Kaeser-ASK28T,648320, | 40101290 | 0 | NOS | 5987 | 0 | RAW | 18 | 0 | YES | YES |  | NO |  | 07-MAY-2025 5:54:18PM | [26 empty] | E1002 : Pradeep Sati
Service Spares | Compressor Spare |  | SS76 | Compressor Spare,Breakdown,Main Motor Bearing,,Kaeser-ASK28T,4025330, | 8482 | 0 | NOS | 0 | 0 | RAW | 18 | 0 | YES | YES |  | NO |  | 07-MAY-2025 5:54:18PM | [26 empty] | E1002 : Pradeep Sati
Service Spares | Compressor Spare |  | SS77 | Compressor Spare,Breakdown,Main Motor Bearing,,Kaeser-ASK34T,4018400, | 8482 | 0 | NOS | 0 | 0 | RAW | 18 | 0 | YES | YES |  | NO |  | 07-MAY-2025 5:54:18PM | [26 empty] | E1002 : Pradeep Sati
Service Spares | Compressor Spare |  | SS78 | Compressor Spare,Breakdown,Filter Mat,,Kaeser-ASD50T/SK25T/ASD40T/BSD75T,745190, | 39269099 | 0 | NOS | 586 | 0 | RAW | 18 | 0 | YES | YES |  | NO |  | 07-MAY-2025 5:54:18PM | [26 empty] | E1002 : Pradeep Sati | 20-JAN-2026 10:31:26AM | H1155 : Raushan Kumar
Service Spares | Compressor Spare |  | SS79 | Compressor Spare,Breakdown,Filter Mat,,Kaeser-SK22T/SM16/ASK28T/ASK34T/SM16,635720, | 39269099 | 4 | NOS | 247 | 0 | RAW | 18 | 0 | YES | YES |  | NO |  | 07-MAY-2025 5:54:18PM | [26 empty] | E1002 : Pradeep Sati | 22-JAN-2026 5:01:00PM | H1155 : Raushan Kumar
Service Spares | Compressor Spare |  | SS8 | Compressor Spare,Breakdown,Control Card,15 KW/22 KW,IR,ZS1212389, | 9029 | 0 | NOS | 77148 | 0 | RAW | 18 | 0 | YES | YES |  | NO |  | 07-MAY-2025 5:54:18PM | [26 empty] | E1002 : Pradeep Sati | 13-AUG-2026 9:38:26AM | H1155 : Raushan Kumar
Service Spares | Compressor Spare |  | SS80 | Compressor Spare,Breakdown,Cooler Mat,,Kaeser-ASK34T,561430, | 39269099 | 0 | NOS | 2284 | 0 | RAW | 18 | 0 | YES | YES |  | NO |  | 07-MAY-2025 5:54:18PM | [26 empty] | E1002 : Pradeep Sati | 07-JUL-2025 10:43:30AM | H1155 : Raushan Kumar
Service Spares | Compressor Spare |  | SS81 | Compressor Spare,Breakdown,Kit-CAVV,,Kaeser-ASK28T,4007060, | 84149019 | 0 | NOS | 1635 | 0 | RAW | 18 | 0 | YES | YES |  | NO |  | 07-MAY-2025 5:54:18PM | [26 empty] | E1002 : Pradeep Sati
Service Spares | Compressor Spare |  | SS82 | Compressor Spare,Breakdown,Control Line Kit,,Kaeser-ASD50T/SK25T,39173100, | 39173100 | 0 | NOS | 0 | 0 | RAW | 18 | 0 | YES | YES |  | NO |  | 07-MAY-2025 5:54:18PM | [26 empty] | E1002 : Pradeep Sati
Service Spares | Compressor Spare |  | SS83 | Compressor Spare,Breakdown,Control Line Kit,,Kaeser-ASK34T,4008670, | 39173100 | 0 | NOS | 3442 | 0 | RAW | 18 | 0 | YES | YES |  | NO |  | 07-MAY-2025 5:54:18PM | [26 empty] | E1002 : Pradeep Sati
Service Spares | Compressor Spare |  | SS84 | Compressor Spare,Breakdown,Repair Kit Fan,,Kaeser-SK22T,4042510, | 84149019 | 0 | NOS | 13166 | 0 | RAW | 18 | 0 | YES | YES |  | NO |  | 07-MAY-2025 5:54:18PM | [26 empty] | E1002 : Pradeep Sati
Service Spares | Compressor Spare |  | SS85 | Compressor Spare,Breakdown,Air Guide Ring,,Kaeser-SK22T,4036081, | 84149019 | 0 | NOS | 15888 | 0 | RAW | 18 | 0 | YES | YES |  | NO |  | 07-MAY-2025 5:54:19PM | [26 empty] | E1002 : Pradeep Sati
Service Spares | Compressor Spare |  | SS86 | Compressor Spare,Breakdown,Trasition Piece,,Kaeser-ASD50T/SK25T,517660, | 8483 | 0 | NOS | 0 | 0 | RAW | 18 | 0 | YES | YES |  | NO |  | 07-MAY-2025 5:54:19PM | [26 empty] | E1002 : Pradeep Sati
Service Spares | Compressor Spare |  | SS87 | Compressor Spare,Breakdown,Grease,,Kaeser-ASD50T/SK25T/ASD40T/BSD75T/SK22T/SM16/ASK28T/ASK34T/SM16,6 | 27101990 | 0 | NOS | 0 | 0 | RAW | 18 | 0 | YES | YES |  | NO |  | 07-MAY-2025 5:54:19PM | [26 empty] | E1002 : Pradeep Sati
Service Spares | Compressor Spare |  | SS88 | Compressor Spare,Breakdown,Air Control Filter,11 KW,IR,70292594, | 84213100 | 0 | NOS | 10404 | 0 | RAW | 18 | 0 | YES | YES |  | NO |  | 07-MAY-2025 5:54:19PM | [26 empty] | E1002 : Pradeep Sati
Service Spares | Compressor Spare |  | SS89 | Compressor Spare,Breakdown,Pilot Valve,11 KW,IR,70278981, | 8481 | 1 | NOS | 3400 | 0 | RAW | 18 | 0 | YES | YES |  | NO |  | 07-MAY-2025 5:54:19PM | [26 empty] | E1002 : Pradeep Sati | 07-SEP-2026 12:01:04PM | H1155 : Raushan Kumar
Service Spares | Compressor Spare |  | SS9 | Compressor Spare,Breakdown,Control Card,22 KW,IR,ZS1212389, | 9029 | 0 | NOS | 0 | 0 | RAW | 18 | 0 | YES | YES |  | NO |  | 07-MAY-2025 5:54:18PM | [26 empty] | E1002 : Pradeep Sati
Service Spares | Compressor Spare |  | SS90 | Compressor Spare,Breakdown,Cooler,15 KW,IR-RSB15i,100015140 , | 8479 | 0 | NOS | 0 | 0 | RAW | 18 | 0 | YES | YES |  | NO |  | 07-MAY-2025 5:54:19PM | [26 empty] | E1002 : Pradeep Sati
Service Spares | Dryer Spare |  | SS91 | Dryer Spare,Breakdown,Temperature Sensor,IR-D72 to D180,38457412, | 90251990 | 1 | NOS | 1120.8 | 0 | RAW | 18 | 0 | YES | YES |  | NO |  | 07-MAY-2025 5:54:19PM | [26 empty] | E1002 : Pradeep Sati | 10-AUG-2026 3:17:33PM | H1155 : Raushan Kumar
Service Spares | Dryer Spare |  | SS92 | Dryer Spare,Breakdown,Temperature Sensor,IR-D240 to D600,18301689, | 90251990 | 1 | NOS | 2640 | 0 | RAW | 18 | 0 | YES | YES |  | NO |  | 07-MAY-2025 5:54:19PM | [26 empty] | E1002 : Pradeep Sati | 21-AUG-2026 4:02:29PM | H1155 : Raushan Kumar
Service Spares | Dryer Spare |  | SS93 | Dryer Spare,Breakdown,Temperature Sensor,IR-D240 to D1300,38459616, | 90251990 | 4 | NOS | 2064 | 0 | RAW | 18 | 0 | YES | YES |  | NO |  | 07-MAY-2025 5:54:19PM | [26 empty] | E1002 : Pradeep Sati | 14-AUG-2026 5:19:49PM | H1155 : Raushan Kumar
Service Spares | Dryer Spare |  | SS94 | Dryer Spare,Breakdown,Compressor,IR-D180,24066854, | 84211999 | 0 | NOS | 7300 | 0 | RAW | 18 | 0 | YES | YES |  | NO |  | 07-MAY-2025 5:54:19PM | [26 empty] | E1002 : Pradeep Sati
Service Spares | Dryer Spare |  | SS95 | Dryer Spare,Breakdown,Compressor,IR-D240/D360,23679202, | 84211999 | 0 | NOS | 0 | 0 | RAW | 18 | 0 | YES | YES |  | NO |  | 07-MAY-2025 5:54:19PM | [26 empty] | E1002 : Pradeep Sati
Service Spares | Dryer Spare |  | SS96 | Dryer Spare,Breakdown,Compressor,IR-D480,23679251, | 84211999 | 0 | NOS | 0 | 0 | RAW | 18 | 0 | YES | YES |  | NO |  | 07-MAY-2025 5:54:19PM | [26 empty] | E1002 : Pradeep Sati | 05-JUN-2025 5:03:08PM | E1002 : Pradeep Sati
Service Spares | Dryer Spare |  | SS97 | Dryer Spare,Breakdown,Compressor,IR-D600/D720,24298325, | 84211999 | 0 | NOS | 0 | 0 | RAW | 18 | 0 | YES | YES |  | NO |  | 07-MAY-2025 5:54:19PM | [26 empty] | E1002 : Pradeep Sati
Service Spares | Dryer Spare |  | SS98 | Dryer Spare,Breakdown,Capacitor,IR-D180,47657672001,230 V AC | 84211999 | 0 | NOS | 0 | 0 | RAW | 18 | 0 | YES | YES |  | NO |  | 07-MAY-2025 5:54:19PM | [26 empty] | E1002 : Pradeep Sati | 03-SEP-2025 12:03:57PM | H1155 : Raushan Kumar
Service Spares | Dryer Spare |  | SS99 | Dryer Spare,Breakdown,Capacitor,IR-D240/D360,47627467001, | 84211999 | 0 | NOS | 0 | 0 | RAW | 18 | 0 | YES | YES |  | NO |  | 07-MAY-2025 5:54:19PM | [26 empty] | E1002 : Pradeep Sati
Service Spares-Bulk | Compressor Spare |  | SSB1 | Compressor Spare,Consumable,Coolant Omega Fluid-SB220 5 I,,Kaeser,831057, | 34039900 | 0 | LTR | 1610.4 | 0 | RAW | 18 | 0 | YES | YES |  | NO |  | 07-JUL-2025 2:37:40PM | [26 empty] | E1002 : Pradeep Sati | 14-AUG-2025 11:01:02AM | E1117 : Arun Kumar
Service Spares-Bulk | Compressor Spare - Bulk |  | SSB2 | Compressor Spare,Consumable,D-Scalling Chemical,,IR,, | 8414 | 50 | LTR | 390 | 0 | RAW | 18 | 0 | YES | YES |  | NO |  | 07-JUL-2025 2:37:40PM | [26 empty] | E1002 : Pradeep Sati | 29-AUG-2026 10:18:05AM | H1155 : Raushan Kumar
Service Spares-Bulk | Compressor Spare |  | SSB3 | Compressor Spare,Consumable,Screw Smart Oil 5 LTR,7.5 KW,Komter-KS10,43210184, | 84149090 | 0 | NOS | 2835.93 | 0 | RAW | 18 | 0 | YES | YES |  | NO |  | 18-JUL-2025 6:42:14PM | [26 empty] | E1002 : Pradeep Sati | 23-JUN-2026 12:15:07PM | H1155 : Raushan Kumar
Service Spares-Bulk | Compressor Spare |  | SSB4 | Compressor Spare,Consumable,Oil RS Ultra,15 kW,Atlas Copco-GA15VSD+FF,1630204120, | 34031900 | 0 | LTR | 0 | 0 | RAW | 18 | 0 | YES | YES |  | NO |  | 08-AUG-2025 10:49:06AM | [26 empty] | E1002 : Pradeep Sati
Service Spares-Bulk | Dryer Spare - Bulk |  | SSB5 | Dryer Spare-Bulk,Consumable,Refrigerant Compressor Oil,,, | 34039900 | 0 | LTR | 0 | 0 | RAW | 18 | 0 | YES | YES |  | NO |  | 08-AUG-2025 6:46:14PM | [26 empty] | E1002 : Pradeep Sati
Service Spares-Bulk | Compressor Spare |  | SSB6 | Compressor Spare,Breakdown,Ecofin Clean 3500 - Compressor Aftercooler Cleaner - 5 Ltrs,11 KW,Komter | 84212900 | 0 | NOS | 2475 | 0 | RAW | 18 | 0 | YES | YES |  | NO |  | 10-NOV-2025 11:27:53AM | [26 empty] | E1002 : Pradeep Sati
Service Spares-Bulk | Compressor Spare |  | SSB7 | Compressor Spare,Breakdown,Booster Oil-T30 - 5 Ltr,,IR-Distinct+,70245808, | 84212900 | 0 | NOS | 0 | 0 | RAW | 18 | 0 | YES | YES |  | NO |  | 17-NOV-2025 4:17:01PM | [26 empty] | E1002 : Pradeep Sati
Service Spares-Bulk | Compressor Spare |  | SSB8 | Compressor Spare,Consumable,Shell Oil,75 KW, EGLi-A M6 - 68/ISO VG 68,, | 27101980 | 0 | NOS | 950 | 0 | RAW | 18 | 0 | YES | YES |  | NO |  | 18-MAR-2026 12:45:58PM | [26 empty] | E1002 : Pradeep Sati | 22-APR-2026 2:25:58PM | H1155 : Raushan Kumar
Nitrogen Generator | Storage tank Accessories |  | ST fittings | ST fittings | 840510 | 0 | Nos | 0 | 8800 | Equipment | 18 | 0 | NO | YES |  | NO | Nitrogen Plant Storage Fittings | 22-OCT-2024 12:39:14AM | Items | Pressure Guage | Safety Valve | Hose or pipe | Isolation Valve | Dome Valve ( incase of ngen only) | [20 empty] | E1002 : Pradeep Sati | 22-OCT-2024 12:08:45PM | E1002 : Pradeep Sati
Nitrogen Generator | Storage tank Accessories |  | ST-Acc | Storage tank Accessories |  | 11 | SET | 0 | 250000 | Equipment | 18 |  | YES | YES |  | NO | SV, Isolation Valve, Hose and fitting of Storage Tank | 15-APR-2025 12:46:47AM | [26 empty] | E1002 : Pradeep Sati | 19-AUG-2026 10:40:08AM | E1118 : Sachin Chauhan
Student | test1 |  | St1 | test |  | 9 |  | 200 | 15000 | Equipment | 18 |  | NO | YES |  | NO |  | 06-DEC-2023 11:04:21AM | [26 empty] | E1073 : ABS1004 | 12-DEC-2024 6:05:27PM | E1073 : ABS1004
Packing Items | Bubble Roll |  | TEST | Testing Name | 11111 | 155 |  | 1 | 0 | Equipment | 18 | 0 | YES | YES |  | NO |  | 18-SEP-2023 1:12:35PM | [26 empty] | E1073 : ABS1004 | 28-MAR-2026 11:07:38AM | E1073 : ABS1004
|  |  | test 12 | test 12 | 1252521 | 0 |  | 0 | 0 | Part | 18 | 0 | NO | NO |  | NO |  | 18-SEP-2024 1:07:49PM | [26 empty] | E1073 : ABS1004 | 27-FEB-2025 5:46:27PM | E1002 : Pradeep Sati
|  |  | TEST1 | TEST1 | 73564234 | 7 |  | 200 | 800 | Part | 18 | 0 | NO | NO |  | NO |  | 24-MAY-2024 12:43:03PM | [26 empty] | E1073 : ABS1004 | 27-FEB-2025 5:46:27PM | E1002 : Pradeep Sati
Factory Consumables - Bulk | Adhesive and Sealants |  | TEST3 | TEST3 | 42342341 | 70 |  | 100 | 12000 | Part | 18 | 0 | YES | NO |  | NO |  | 02-JUL-2024 5:26:53PM | [26 empty] | H1154 : ABSH1003 | 22-MAY-2026 9:56:58AM | E1073 : ABS1004
Tools | Spanner |  | TOO1 | Spanner,Open End,50-55,Chrome-Vanadium Steel,Taparia | 8204 | 29 | NOS | 0 | 0 | RAW | 18 | 0 | YES | YES |  | NO |  | 23-APR-2025 2:55:49AM | [26 empty] | E1002 : Pradeep Sati | 12-AUG-2026 11:57:43AM | H1155 : Raushan Kumar
Tools | Spanner |  | TOO10 | Spanner,Open End,41-46,Chrome-Vanadium Steel,Taparia | 8204 | 50 | NOS | 0 | 0 | RAW | 18 | 0 | YES | YES |  | NO |  | 23-APR-2025 2:55:50AM | [26 empty] | E1002 : Pradeep Sati | 12-AUG-2026 11:57:43AM | H1155 : Raushan Kumar
Tools | Chisel |  | TOO100 | Chisel,Round Nose,Steel, | 8205 | 0 | NOS | 0 | 0 | RAW | 18 | 0 | YES | YES |  | NO |  | 26-JUN-2025 1:27:25PM | [26 empty] | E1002 : Pradeep Sati
Tools | Drill Machine |  | TOO101 | Drill Machine,Electric-Hammer,,, | 8205 | 0 | NOS | 0 | 0 | RAW | 18 | 0 | YES | YES |  | NO |  | 26-JUN-2025 1:27:25PM | [26 empty] | E1002 : Pradeep Sati | 16-OCT-2025 3:49:54PM | H1155 : Raushan Kumar
Tools | Drill Machine |  | TOO102 | Drill Machine,Electric-Magnetic,,, | 8459 | 0 | NOS | 0 | 0 | RAW | 18 | 0 | YES | YES |  | NO |  | 26-JUN-2025 1:27:25PM | [26 empty] | E1002 : Pradeep Sati
Tools | Keys |  | TOO103 | Keys,Allen Key,L Type,16 mm,,Taparia | 8205 | 0 | NOS | 0 | 0 | RAW | 18 | 0 | YES | YES |  | NO |  | 07-JUL-2025 2:37:40PM | [26 empty] | E1002 : Pradeep Sati
Tools | Keys |  | TOO104 | Keys,Allen Key Set,L Type,,,Taparia | 8205 | 0 | NOS | 246 | 0 | RAW | 18 | 0 | YES | YES |  | NO |  | 07-JUL-2025 2:37:40PM | [26 empty] | E1002 : Pradeep Sati | 04-JUN-2026 12:04:09PM | H1155 : Raushan Kumar
Tools | Keys |  | TOO105 | Keys,Allen Key,L Type,14 mm,,Taparia | 8205 | 0 | NOS | 201 | 0 | RAW | 18 | 0 | YES | YES |  | NO |  | 08-JUL-2025 3:51:20PM | [26 empty] | E1002 : Pradeep Sati | 28-MAY-2026 4:25:16PM | H1155 : Raushan Kumar
Tools | Gun |  | TOO106 | Gun,Glue,,,, | 8424 | 0 | NOS | 0 | 0 | RAW | 18 | 0 | YES | YES |  | NO |  | 19-JUL-2025 12:59:48PM | [26 empty] | E1002 : Pradeep Sati
Tools | Cutting Machine |  | TOO107 | Cutting Machine,Electric,2300 W,,Dewalt-D28730 | 84678990 | 0 | NOS | 10000 | 0 | RAW | 18 | 0 | YES | YES |  | NO |  | 19-AUG-2025 2:46:00PM | [26 empty] | E1002 : Pradeep Sati
Tools | Cutter |  | TOO108 | Cutter,Rotary V-Type,Shank-6 mm,HSS, | 82075000 | 0 | NOS | 1885 | 0 | RAW | 18 | 0 | YES | YES |  | NO |  | 10-SEP-2025 3:37:30PM | [26 empty] | E1002 : Pradeep Sati | 26-SEP-2025 4:43:13PM | H1155 : Raushan Kumar
Tools | Cutter |  | TOO109 | Cutter,Rotary U-Type,Shank-6 mm,HSS, | 82075000 | 0 | NOS | 1048 | 0 | RAW | 18 | 0 | YES | YES |  | NO |  | 10-SEP-2025 3:37:30PM | [26 empty] | E1002 : Pradeep Sati | 11-SEP-2025 4:23:52PM | H1155 : Raushan Kumar
Tools | Spanner |  | TOO11 | Spanner,Open End,(12-13),Chrome-Vanadium Steel,Taparia | 8204 | 7 | NOS | 38 | 0 | RAW | 18 | 0 | YES | YES |  | NO |  | 23-APR-2025 2:55:50AM | [26 empty] | E1002 : Pradeep Sati | 24-JUN-2026 11:43:48AM | H1155 : Raushan Kumar
Tools | Cutter |  | TOO110 | Cutter,Brouch,12 mm,Carbide, | 82075000 | 0 | NOS | 1600 | 0 | RAW | 18 | 0 | YES | YES |  | NO |  | 10-SEP-2025 6:31:41PM | [26 empty] | E1002 : Pradeep Sati | 25-SEP-2025 4:48:39PM | E1002 : Pradeep Sati
Tools | Drill Bits |  | TOO111 | Drill Bits,Pin,6 mm,MS,, | 82075000 | 0 | NOS | 300 | 0 | RAW | 18 | 0 | YES | YES |  | NO |  | 10-SEP-2025 6:31:41PM | [26 empty] | E1002 : Pradeep Sati | 26-SEP-2025 4:43:13PM | H1155 : Raushan Kumar
Tools | Cutter |  | TOO112 | Cutter,Scisser,Big,,Tannu Enterprises | 8213 | 0 | NOS | 280 | 0 | RAW | 18 | 0 | YES | YES |  | NO |  | 17-SEP-2025 2:46:14PM | [26 empty] | E1002 : Pradeep Sati | 17-SEP-2025 6:46:24PM | H1155 : Raushan Kumar
Tools | Cutter |  | TOO113 | Cutter,Brouch,14 mm,Carbide, | 82075000 | 0 | NOS | 3450 | 0 | RAW | 18 | 0 | YES | YES |  | NO |  | 25-SEP-2025 4:46:06PM | [26 empty] | E1002 : Pradeep Sati | 26-SEP-2025 4:43:13PM | H1155 : Raushan Kumar
Tools | Cutter |  | TOO114 | Cutter,Brouch,16 mm,Carbide, | 82075000 | 0 | NOS | 3450 | 0 | RAW | 18 | 0 | YES | YES |  | NO |  | 25-SEP-2025 4:46:07PM | [26 empty] | E1002 : Pradeep Sati | 26-SEP-2025 4:43:13PM | H1155 : Raushan Kumar
Tools | Cutter |  | TOO115 | Cutter,Brouch,18 mm,Carbide, | 82075000 | 0 | NOS | 3450 | 0 | RAW | 18 | 0 | YES | YES |  | NO |  | 25-SEP-2025 4:46:07PM | [26 empty] | E1002 : Pradeep Sati | 26-SEP-2025 4:43:13PM | H1155 : Raushan Kumar
Tools | Hex Socket Driver |  | TOO116 | Hex Socket Driver,Set,,Chrome Vanadium Steel,Taparia | 8536 | 0 | NOS | 0 | 0 | RAW | 18 | 0 | YES | YES |  | NO |  | 03-OCT-2025 3:23:55PM | [26 empty] | E1002 : Pradeep Sati
Tools | Hex Socket Driver |  | TOO117 | Hex Socket Driver,T-Type,8 mm,Chrome Vanadium Steel,M.M Traders | 8536 | 1 | NOS | 80 | 0 | RAW | 18 | 0 | YES | YES |  | NO |  | 03-OCT-2025 3:23:55PM | [26 empty] | E1002 : Pradeep Sati | 17-NOV-2025 5:52:32PM | E1002 : Pradeep Sati
Tools | Cutter |  | TOO118 | Cutter,Hole-Saw,25 mm,Tungsten Carbide Tipped, | 82075000 | 0 | NOS | 750 | 0 | RAW | 18 | 0 | YES | YES |  | NO |  | 07-OCT-2025 1:09:08PM | [26 empty] | E1002 : Pradeep Sati | 11-AUG-2026 9:57:37AM | H1155 : Raushan Kumar
Tools | Cutter |  | TOO119 | Cutter,Hole-Saw,32 mm,Tungsten Carbide Tipped, | 82075000 | 0 | NOS | 350 | 0 | RAW | 18 | 0 | YES | YES |  | NO |  | 07-OCT-2025 1:09:08PM | [26 empty] | E1002 : Pradeep Sati | 11-OCT-2025 12:31:38PM | H1155 : Raushan Kumar
Tools | Spanner |  | TOO12 | Spanner,Open End,(10-11),Chrome-Vanadium Steel,Taparia | 8204 | 42 | NOS | 0 | 0 | RAW | 18 | 0 | YES | YES |  | NO |  | 23-APR-2025 2:55:50AM | [26 empty] | E1002 : Pradeep Sati | 24-JUN-2026 11:43:48AM | H1155 : Raushan Kumar
Tools | Drill Bits |  | TOO120 | Drill Bits,Twist,8.8 mm,HSS,Conventional, | 82075000 | 1 | NOS | 212 | 0 | RAW | 18 | 0 | YES | YES |  | NO |  | 16-DEC-2025 4:33:08PM | [26 empty] | E1002 : Pradeep Sati | 19-DEC-2025 2:49:33PM | H1155 : Raushan Kumar
Tools | Tap Bits |  | TOO121 | Tap Bits,Set,16 X 1.5 mm,HSS, | 8207 | 0 | NOS | 4846 | 0 | RAW | 18 | 0 | YES | YES |  | NO |  | 23-DEC-2025 3:45:25PM | [26 empty] | E1002 : Pradeep Sati | 24-DEC-2025 4:37:22PM | H1155 : Raushan Kumar
Tools | Riveting Machine |  | TOO122 | Riveting Machine,Pop-Plier Type,,, | 8467 | 0 | NOS | 1200 | 0 | RAW | 18 | 0 | YES | YES |  | NO |  | 20-JAN-2026 4:27:51PM | [26 empty] | E1002 : Pradeep Sati | 24-JAN-2026 12:28:26PM | H1155 : Raushan Kumar
Tools | Cutter |  | TOO123 | Cutter,Pipe,6 to 50 mm,, | 8203 | 2 | NOS | 1800 | 0 | RAW | 18 | 0 | YES | YES |  | NO |  | 09-APR-2026 2:49:49PM | [26 empty] | E1002 : Pradeep Sati | 14-MAY-2026 3:03:01PM | H1155 : Raushan Kumar
Tools | Grinding Machine |  | TOO124 | Grinding Machine,Electric,670 W (220-230V),,Bosch-GWS-600 | 8467 | 0 | NOS | 2300 | 0 | RAW | 18 | 0 | YES | YES |  | NO |  | 28-APR-2026 4:32:43PM | [26 empty] | E1002 : Pradeep Sati | 13-MAY-2026 11:53:40AM | H1155 : Raushan Kumar
Tools | Cutter |  | TOO125 | Cutter,Blade,,SS, | 8203 | 3 | NOS | 500 | 0 | RAW | 18 | 0 | YES | YES |  | NO |  | 13-MAY-2026 2:52:56PM | [26 empty] | E1002 : Pradeep Sati | 11-AUG-2026 11:49:04AM | H1155 : Raushan Kumar
Tools | Riveting Machine |  | TOO126 | Riveting Machine,For Self Clinching Rivet Nut,,,DreBon | 8467 | 0 | NOS | 6200 | 0 | RAW | 18 | 0 | YES | YES |  | NO |  | 26-MAY-2026 12:04:02PM | [26 empty] | E1002 : Pradeep Sati | 27-MAY-2026 1:50:53PM | H1155 : Raushan Kumar
Tools-Bulk | Drill Bits |  | TOO127 | Drill Bits,Twist,1.8 mm,HSS,Conventional, | 82075000 | 28 | NOS | 69 | 0 | RAW | 18 | 0 | YES | YES |  | NO |  | 04-JUN-2026 1:03:55PM | [26 empty] | E1002 : Pradeep Sati | 12-JUN-2026 10:19:31AM | H1155 : Raushan Kumar
Tools-Bulk | Drill Bits |  | TOO128 | Drill Bits,Twist,1.8 mm,HSS,Conventional, | 82075000 | 0 | NOS | 0 | 0 | RAW | 18 | 0 | NO | YES |  | NO |  | 05-JUN-2026 12:33:37PM | [26 empty] | E1002 : Pradeep Sati | 10-JUN-2026 2:29:42PM | E1002 : Pradeep Sati
Tools-Bulk | Drill Bits |  | TOO129 | Drill Bits,Twist,1.5 mm,HSS,Conventional, | 82075000 | 50 | NOS | 67 | 0 | RAW | 18 | 0 | YES | YES |  | NO |  | 05-JUN-2026 12:34:30PM | [26 empty] | E1002 : Pradeep Sati | 10-JUN-2026 2:24:35PM | E1002 : Pradeep Sati
Tools | Spanner |  | TOO13 | Spanner,Open End,18-19,Chrome-Vanadium Steel,Taparia | 8204 | 13 | NOS | 0 | 0 | RAW | 18 | 0 | YES | YES |  | NO |  | 23-APR-2025 2:55:50AM | [26 empty] | E1002 : Pradeep Sati | 28-APR-2026 9:20:23AM | H1155 : Raushan Kumar
Tools | Cutting Machine |  | TOO130 | Cutting Machine,Electric,2200 W,,Dewalt-D871 | 84678990 | 0 | NOS | 14300 | 0 | FA | 18 | 0 | YES | YES |  | NO |  | 10-JUN-2026 11:49:14AM | [26 empty] | E1002 : Pradeep Sati | 10-JUN-2026 2:44:03PM | H1155 : Raushan Kumar
Tools | Hex Socket Driver |  | TOO131 | Hex Socket Driver,Socket,3/4",Chrome Vanadium Steel, | 90173010 | 0 | NOS | 537 | 0 | RAW | 18 | 0 | YES | YES |  | NO |  | 29-JUN-2026 12:06:48PM | [26 empty] | E1002 : Pradeep Sati
Tools | Hex Socket Driver |  | TOO132 | Hex Socket Driver,L-Type Handle,,Chrome Vanadium Steel, | 90173010 | 0 | NOS | 825 | 0 | RAW | 18 | 0 | YES | YES |  | NO |  | 29-JUN-2026 12:06:48PM | [26 empty] | E1002 : Pradeep Sati
Tools | Tap Bits |  | TOO133 | Tap Bits,Set,18 X 2.5 mm,HSS, | 8207 | 1 | NOS | 7800 | 0 | RAW | 18 | 0 | YES | YES |  | NO |  | 04-AUG-2026 9:15:46AM | [26 empty] | E1002 : Pradeep Sati
Tools | Cutter |  | TOO134 | Cutter,Hole-Saw, 22 mm,Tungsten Carbide Tipped, | 82075000 | 0 | NOS | 700 | 0 | RAW | 18 | 0 | YES | YES |  | NO |  | 10-AUG-2026 4:24:00PM | [26 empty] | E1002 : Pradeep Sati | 11-AUG-2026 9:57:37AM | H1155 : Raushan Kumar
Tools | Cutter |  | TOO135 | Cutter,Hole-Saw,12 mm,Tungsten Carbide Tipped, | 82075000 | 3 | NOS | 450 | 0 | RAW | 18 | 0 | YES | YES |  | NO |  | 10-AUG-2026 4:24:00PM | [26 empty] | E1002 : Pradeep Sati
Tools | Air Gun |  | TOO136 | Air Gun, 1/4", Cleaning | 84678910 | 0 | NOS | 0 | 0 | RAW | 18 | 0 | YES | YES |  | NO |  | 08-SEP-2026 6:41:57PM | [26 empty] | E1002 : Pradeep Sati
Tools | Spanner |  | TOO14 | Spanner,Open End,52-55,Chrome-Vanadium Steel,Taparia | 8204 | 0 | NOS | 0 | 0 | RAW | 18 | 0 | YES | YES |  | NO |  | 23-APR-2025 2:55:50AM | [26 empty] | E1002 : Pradeep Sati
Tools | Spanner |  | TOO15 | Spanner,T-Socket,10 mm,Chrome-Vanadium Steel,Taparia | 8204 | 0 | NOS | 0 | 0 | RAW | 18 | 0 | YES | YES |  | NO |  | 23-APR-2025 2:55:50AM | [26 empty] | E1002 : Pradeep Sati | 07-OCT-2025 3:50:45PM | H1155 : Raushan Kumar
Tools | Wrench |  | TOO16 | Wrench,Adjustable,6",,Taparia | 8204 | 0 | NOS | 0 | 0 | RAW | 18 | 0 | YES | YES |  | NO |  | 23-APR-2025 2:55:50AM | [26 empty] | E1002 : Pradeep Sati
Tools | Wrench |  | TOO17 | Wrench,Adjustable,12",,Taparia | 8204 | 6 | NOS | 682 | 0 | RAW | 18 | 0 | YES | YES |  | NO |  | 23-APR-2025 2:55:50AM | [26 empty] | E1002 : Pradeep Sati | 21-AUG-2026 9:44:39AM | H1155 : Raushan Kumar
Tools | Wrench |  | TOO18 | Wrench,Pipe,10",,Taparia | 8204 | 0 | NOS | 0 | 0 | RAW | 18 | 0 | YES | YES |  | NO |  | 23-APR-2025 2:55:50AM | [26 empty] | E1002 : Pradeep Sati
Tools | Wrench |  | TOO19 | Wrench,Pipe,18",,Taparia | 8204 | 8 | NOS | 827 | 0 | RAW | 18 | 0 | YES | YES |  | NO |  | 23-APR-2025 2:55:50AM | [26 empty] | E1002 : Pradeep Sati | 12-AUG-2026 11:57:43AM | H1155 : Raushan Kumar
Tools | Spanner |  | TOO2 | Spanner,Open End,14-15,Chrome-Vanadium Steel,Taparia | 8204 | 40 | NOS | 33.9 | 0 | RAW | 18 | 0 | YES | YES |  | NO |  | 23-APR-2025 2:55:49AM | [26 empty] | E1002 : Pradeep Sati | 24-JUN-2026 11:43:48AM | H1155 : Raushan Kumar
Tools | Wrench |  | TOO20 | Wrench,Strap,12",, | 8204 | 2 | NOS | 580 | 0 | RAW | 18 | 0 | YES | YES |  | NO |  | 23-APR-2025 2:55:50AM | [26 empty] | E1002 : Pradeep Sati | 27-JUL-2026 12:45:59PM | H1155 : Raushan Kumar
Tools | Wrench |  | TOO21 | Wrench,Socket Kit,,,Torque | 8536 | 0 | NOS | 0 | 0 | RAW | 18 | 0 | YES | YES |  | NO |  | 23-APR-2025 2:55:50AM | [26 empty] | E1002 : Pradeep Sati
Tools | Plier |  | TOO22 | Plier,Combination,8",,Taparia | 8203 | 7 | NOS | 303 | 0 | RAW | 18 | 0 | YES | YES |  | NO |  | 23-APR-2025 2:55:50AM | [26 empty] | E1002 : Pradeep Sati | 21-AUG-2026 9:44:39AM | H1155 : Raushan Kumar
Tools | Plier |  | TOO23 | Plier,Internal Circlip,195 mm,,Taparia | 8203 | 0 | NOS | 0 | 0 | RAW | 18 | 0 | YES | YES |  | NO |  | 23-APR-2025 2:55:50AM | [26 empty] | E1002 : Pradeep Sati
Tools | Plier |  | TOO24 | Plier,Needle Nose,,,Stanley | 8203 | 0 | NOS | 0 | 0 | RAW | 18 | 0 | YES | YES |  | NO |  | 23-APR-2025 2:55:50AM | [26 empty] | E1002 : Pradeep Sati
Tools | Plier |  | TOO25 | Plier,Wire Stripper,,, | 8203 | 0 | NOS | 73 | 0 | RAW | 18 | 0 | YES | YES |  | NO |  | 23-APR-2025 2:55:50AM | [26 empty] | E1002 : Pradeep Sati | 18-MAY-2026 11:04:15AM | H1155 : Raushan Kumar
Tools | Plier |  | TOO26 | Plier,Crimping,,, | 8203 | 11 | NOS | 0 | 0 | RAW | 18 | 0 | YES | YES |  | NO |  | 23-APR-2025 2:55:50AM | [26 empty] | E1002 : Pradeep Sati | 20-MAY-2026 10:50:23AM | H1155 : Raushan Kumar
Tools | Tool Box |  | TOO27 | Tool Box,Without Trally,420 X 230 X 160 mm,MS, | 8204 | 0 | NOS | 0 | 0 | RAW | 18 | 0 | YES | YES |  | NO |  | 23-APR-2025 2:55:50AM | [26 empty] | E1002 : Pradeep Sati | 22-DEC-2025 11:31:39AM | H1155 : Raushan Kumar
Tools | Tube Bender |  | TOO28 | Tube Bender,,, | 8402 | 0 | NOS | 0 | 0 | RAW | 18 | 0 | YES | YES |  | NO |  | 23-APR-2025 2:55:50AM | [26 empty] | E1002 : Pradeep Sati
Tools | Gun |  | TOO29 | Gun,Silicon,,,, | 8205 | 0 | NOS | 0 | 0 | RAW | 18 | 0 | YES | YES |  | NO |  | 23-APR-2025 2:55:50AM | [26 empty] | E1002 : Pradeep Sati | 05-JUN-2025 5:03:07PM | E1002 : Pradeep Sati
Tools | Spanner |  | TOO3 | Spanner,Open End,16-17,Chrome-Vanadium Steel,Taparia | 8204 | 44 | NOS | 0 | 0 | RAW | 18 | 0 | YES | YES |  | NO |  | 23-APR-2025 2:55:49AM | [26 empty] | E1002 : Pradeep Sati | 28-APR-2026 9:20:23AM | H1155 : Raushan Kumar
Tools | Gun |  | TOO30 | Gun,Grease,,,,Lubrication | 8205 | 2 | NOS | 0 | 0 | RAW | 18 | 0 | YES | YES |  | NO |  | 23-APR-2025 2:55:50AM | [26 empty] | E1002 : Pradeep Sati | 17-NOV-2025 5:52:33PM | E1002 : Pradeep Sati
Tools | Gun |  | TOO31 | Gun,Grease,,,,Heating | 8205 | 0 | NOS | 0 | 0 | RAW | 18 | 0 | YES | YES |  | NO |  | 23-APR-2025 2:55:50AM | [26 empty] | E1002 : Pradeep Sati | 05-JUN-2025 5:03:07PM | E1002 : Pradeep Sati
Tools | Gun |  | TOO32 | Gun,Air,1/2",,,Cleaning | 8205 | 3 | NOS | 150 | 0 | RAW | 18 | 0 | YES | YES |  | NO |  | 23-APR-2025 2:55:50AM | [26 empty] | E1002 : Pradeep Sati | 07-SEP-2026 4:35:57PM | H1155 : Raushan Kumar
Tools | Hanger |  | TOO33 | Hanger,S Type,8 mm,, | 4421 | 0 | NOS | 150 | 0 | RAW | 18 | 0 | YES | YES |  | NO |  | 23-APR-2025 2:55:50AM | [26 empty] | E1002 : Pradeep Sati
Tools | Measuring Tape |  | TOO34 | Measuring Tape,Cased, Spring Return,5 Mtr,Steel, | 9017 | 3 | NOS | 90 | 0 | RAW | 18 | 0 | YES | YES |  | NO |  | 23-APR-2025 2:55:50AM | [26 empty] | E1002 : Pradeep Sati | 12-AUG-2026 3:33:29PM | H1155 : Raushan Kumar
Tools | Measuring Tape |  | TOO35 | Measuring Tape,Cased, Spring Return,3 Mtr,Steel, | 9017 | 0 | NOS | 0 | 0 | RAW | 18 | 0 | YES | YES |  | NO |  | 23-APR-2025 2:55:50AM | [26 empty] | E1002 : Pradeep Sati | 31-MAR-2026 9:15:21AM | H1155 : Raushan Kumar
Tools | Reamer |  | TOO36 | Reamer,Mutti-Port,,Plastic,Jindal | 8207 | 0 | NOS | 0 | 0 | RAW | 18 | 0 | YES | YES |  | NO |  | 23-APR-2025 2:55:50AM | [26 empty] | E1002 : Pradeep Sati
Tools | Screw Driver |  | TOO37 | Screw Driver,Set,,,Taparia | 8205 | 0 | NOS | 270 | 0 | RAW | 18 | 0 | YES | YES |  | NO |  | 23-APR-2025 2:55:50AM | [26 empty] | E1002 : Pradeep Sati | 03-JUN-2026 4:24:45PM | H1155 : Raushan Kumar
Tools | Screw Driver |  | TOO38 | Screw Driver,Two in One,903,,Taparia | 8205 | 0 | NOS | 0 | 0 | RAW | 18 | 0 | YES | YES |  | NO |  | 23-APR-2025 2:55:50AM | [26 empty] | E1002 : Pradeep Sati
Tools | Screw Driver |  | TOO39 | Screw Driver,Stubby,974,,Taparia | 8205 | 0 | NOS | 0 | 0 | RAW | 18 | 0 | YES | YES |  | NO |  | 23-APR-2025 2:55:50AM | [26 empty] | E1002 : Pradeep Sati
Tools | Spanner |  | TOO4 | Spanner,Open End,20-22,Chrome-Vanadium Steel,Taparia | 8204 | 8 | NOS | 83 | 0 | RAW | 18 | 0 | YES | YES |  | NO |  | 23-APR-2025 2:55:49AM | [26 empty] | E1002 : Pradeep Sati | 12-AUG-2026 11:57:43AM | H1155 : Raushan Kumar
Tools | Screw Driver |  | TOO40 | Screw Driver,Flathead/With Electric,,,Taparia | 8205 | 11 | NOS | 61 | 0 | RAW | 18 | 0 | YES | YES |  | NO |  | 23-APR-2025 2:55:50AM | [26 empty] | E1002 : Pradeep Sati | 21-AUG-2026 9:44:39AM | H1155 : Raushan Kumar
Tools | Screw Driver |  | TOO41 | Screw Driver,liner,,, | 8205 | 15 | NOS | 0 | 0 | RAW | 18 | 0 | YES | YES |  | NO |  | 23-APR-2025 2:55:50AM | [26 empty] | E1002 : Pradeep Sati | 24-JUN-2026 11:43:48AM | H1155 : Raushan Kumar
Tools-Bulk | Screw Driver |  | TOO42 | Screw Driver,Star Head Bit,,Steel/Magnatic, | 8205 | 0 | NOS | 40 | 0 | RAW | 18 | 0 | YES | YES |  | NO |  | 23-APR-2025 2:55:50AM | [26 empty] | E1002 : Pradeep Sati | 10-JAN-2026 10:29:33AM | H1155 : Raushan Kumar
Tools | Hammer |  | TOO43 | Hammer,Sledge,Flat Faced/Double Sided,MS, | 8205 | 0 | NOS | 135.59 | 0 | RAW | 18 | 0 | YES | YES |  | NO |  | 23-APR-2025 2:55:50AM | [26 empty] | E1002 : Pradeep Sati | 23-AUG-2025 12:31:45PM | H1155 : Raushan Kumar
Tools | Hammer |  | TOO44 | Hammer,Claw,Flat Faced/Claw shaped,MS, | 8205 | 0 | NOS | 0 | 0 | RAW | 18 | 0 | YES | YES |  | NO |  | 23-APR-2025 2:55:50AM | [26 empty] | E1002 : Pradeep Sati
Tools | Hammer |  | TOO45 | Hammer,Ball Pin,Flat Faced/Round Pin,MS, | 8205 | 5 | NOS | 0 | 0 | RAW | 18 | 0 | YES | YES |  | NO |  | 23-APR-2025 2:55:50AM | [26 empty] | E1002 : Pradeep Sati | 17-NOV-2025 5:52:33PM | E1002 : Pradeep Sati
Tools | Keys |  | TOO46 | Allen Key,T Type,3 mm,,Taparia | 8205 | 10 | NOS | 20 | 0 | RAW | 18 | 0 | YES | YES |  | NO |  | 23-APR-2025 2:55:50AM | [26 empty] | E1002 : Pradeep Sati | 17-NOV-2025 5:52:33PM | E1002 : Pradeep Sati
Tools | Keys |  | TOO47 | Allen Key,T Type,4 mm,,Taparia | 8205 | 1 | NOS | 0 | 0 | RAW | 18 | 0 | YES | YES |  | NO |  | 23-APR-2025 2:55:50AM | [26 empty] | E1002 : Pradeep Sati | 27-APR-2026 4:49:07PM | H1155 : Raushan Kumar
Tools | Keys |  | TOO48 | Allen Key,T Type,5 mm,,Taparia | 8205 | 6 | NOS | 96 | 0 | RAW | 18 | 0 | YES | YES |  | NO |  | 23-APR-2025 2:55:50AM | [26 empty] | E1002 : Pradeep Sati | 12-AUG-2026 11:57:43AM | H1155 : Raushan Kumar
Tools | Keys |  | TOO49 | Allen Key,T Type,6 mm,,Taparia | 8205 | 0 | NOS | 0 | 0 | RAW | 18 | 0 | YES | YES |  | NO |  | 23-APR-2025 2:55:50AM | [26 empty] | E1002 : Pradeep Sati
Tools | Spanner |  | TOO5 | Spanner,Open End,24-27,Chrome-Vanadium Steel,Taparia | 8204 | 8 | NOS | 136 | 0 | RAW | 18 | 0 | YES | YES |  | NO |  | 23-APR-2025 2:55:49AM | [26 empty] | E1002 : Pradeep Sati | 12-AUG-2026 11:57:43AM | H1155 : Raushan Kumar
Tools-Bulk | Keys |  | TOO50 | Swing Lock Key,,,,Arihant | 8301 | 123 | NOS | 0 | 0 | RAW | 18 | 0 | YES | YES |  | NO |  | 23-APR-2025 2:55:50AM | [26 empty] | E1002 : Pradeep Sati | 17-APR-2026 11:59:20AM | H1155 : Raushan Kumar
Tools-Bulk | Keys |  | TOO51 | Cam Lock Key,,,,Arihant | 8301 | 310 | NOS | 0 | 0 | RAW | 18 | 0 | YES | YES |  | NO |  | 23-APR-2025 2:55:50AM | [26 empty] | E1002 : Pradeep Sati | 17-NOV-2025 5:52:33PM | E1002 : Pradeep Sati
Tools | Keys |  | TOO52 | Cylinder Opener Key,T Type,,, | 8301 | 0 | NOS | 0 | 0 | RAW | 18 | 0 | YES | YES |  | NO |  | 23-APR-2025 2:55:50AM | [26 empty] | E1002 : Pradeep Sati
Tools | Cutter |  | TOO53 | Cutter,Pipe,63 mm,,Jindal | 8203 | 1 | NOS | 1259.3 | 0 | RAW | 18 | 0 | YES | YES |  | NO |  | 23-APR-2025 2:55:50AM | [26 empty] | E1002 : Pradeep Sati | 17-NOV-2025 5:52:33PM | E1002 : Pradeep Sati
Tools | Cutter |  | TOO54 | Cutter,Tube,,, | 8203 | 8 | NOS | 20 | 0 | RAW | 18 | 0 | YES | YES |  | NO |  | 23-APR-2025 2:55:50AM | [26 empty] | E1002 : Pradeep Sati | 22-AUG-2026 2:42:11PM | H1155 : Raushan Kumar
Tools | Cutter |  | TOO55 | Cutter,PU Tube,,,Parker | 8203 | 0 | NOS | 0 | 0 | RAW | 18 | 0 | YES | YES |  | NO |  | 23-APR-2025 2:55:50AM | [26 empty] | E1002 : Pradeep Sati | 17-SEP-2025 11:14:53AM | H1155 : Raushan Kumar
Tools-Bulk | Drill Bits |  | TOO56 | Drill Bits,Twist,1 mm,HSS,Conventional, | 8207 | 0 | NOS | 0 | 0 | RAW | 18 | 0 | YES | YES |  | NO |  | 23-APR-2025 2:55:50AM | [26 empty] | E1002 : Pradeep Sati | 10-OCT-2025 3:12:27PM | E1002 : Pradeep Sati
Tools-Bulk | Drill Bits |  | TOO57 | Drill Bits,Twist,1.4 mm,HSS,Conventional, | 8207 | 30 | NOS | 67 | 0 | RAW | 18 | 0 | YES | YES |  | NO |  | 23-APR-2025 2:55:50AM | [26 empty] | E1002 : Pradeep Sati | 09-JUN-2026 9:55:33AM | H1155 : Raushan Kumar
Tools-Bulk | Drill Bits |  | TOO58 | Drill Bits,Twist,2 mm,HSS,Conventional, | 8207 | 27 | NOS | 0 | 0 | RAW | 18 | 0 | YES | YES |  | NO |  | 23-APR-2025 2:55:50AM | [26 empty] | E1002 : Pradeep Sati | 30-JUN-2026 4:49:52PM | H1155 : Raushan Kumar
Tools-Bulk | Drill Bits |  | TOO59 | Drill Bits,Twist,2.5 mm,HSS,Conventional, | 8207 | 59 | NOS | 0 | 0 | RAW | 18 | 0 | YES | YES |  | NO |  | 23-APR-2025 2:55:50AM | [26 empty] | E1002 : Pradeep Sati | 15-DEC-2025 4:40:04PM | H1155 : Raushan Kumar
Tools-Bulk | Spanner |  | TOO6 | Spanner,Open End,25-28,Chrome-Vanadium Steel,Taparia | 8204 | 10 | NOS | 162 | 0 | RAW | 18 | 0 | YES | YES |  | NO |  | 23-APR-2025 2:55:49AM | [26 empty] | E1002 : Pradeep Sati | 12-AUG-2026 11:57:43AM | H1155 : Raushan Kumar
Tools-Bulk | Drill Bits |  | TOO60 | Drill Bits,Twist,3 mm,HSS,Conventional, | 8207 | 42 | NOS | 0 | 0 | RAW | 18 | 0 | YES | YES |  | NO |  | 23-APR-2025 2:55:50AM | [26 empty] | E1002 : Pradeep Sati | 31-DEC-2025 2:00:35PM | H1155 : Raushan Kumar
Tools-Bulk | Drill Bits |  | TOO61 | Drill Bits,Twist,3.5 mm,HSS,Conventional, | 8207 | 43 | NOS | 0 | 0 | RAW | 18 | 0 | YES | YES |  | NO |  | 23-APR-2025 2:55:50AM | [26 empty] | E1002 : Pradeep Sati | 17-NOV-2025 5:52:33PM | E1002 : Pradeep Sati
Tools-Bulk | Drill Bits |  | TOO62 | Drill Bits,Twist,4 mm,HSS,Conventional, | 8207 | 6 | NOS | 117 | 0 | RAW | 18 | 0 | YES | YES |  | NO |  | 23-APR-2025 2:55:50AM | [26 empty] | E1002 : Pradeep Sati | 03-AUG-2026 9:17:08AM | H1155 : Raushan Kumar
Tools-Bulk | Drill Bits |  | TOO63 | Drill Bits,Twist,4.5 mm,HSS,Conventional, | 8207 | 18 | NOS | 0 | 0 | RAW | 18 | 0 | YES | YES |  | NO |  | 23-APR-2025 2:55:50AM | [26 empty] | E1002 : Pradeep Sati | 17-MAR-2026 10:27:08AM | H1155 : Raushan Kumar
Tools-Bulk | Drill Bits |  | TOO64 | Drill Bits,Twist,5 mm,HSS,Conventional, | 8207 | 20 | NOS | 266 | 0 | RAW | 18 | 0 | YES | YES |  | NO |  | 23-APR-2025 2:55:50AM | [26 empty] | E1002 : Pradeep Sati | 05-AUG-2026 2:02:05PM | H1155 : Raushan Kumar
Tools-Bulk | Drill Bits |  | TOO65 | Drill Bits,Twist,5.5 mm,HSS,Conventional, | 8207 | 26 | NOS | 0 | 0 | RAW | 18 | 0 | YES | YES |  | NO |  | 23-APR-2025 2:55:50AM | [26 empty] | E1002 : Pradeep Sati | 05-AUG-2026 2:02:05PM | H1155 : Raushan Kumar
Tools-Bulk | Drill Bits |  | TOO66 | Drill Bits,Twist,6 mm,HSS,Conventional, | 8207 | 17 | NOS | 246 | 0 | RAW | 18 | 0 | YES | YES |  | NO |  | 23-APR-2025 2:55:50AM | [26 empty] | E1002 : Pradeep Sati | 17-MAR-2026 5:18:30PM | H1155 : Raushan Kumar
Tools-Bulk | Drill Bits |  | TOO67 | Drill Bits,Twist,6.5 mm,HSS,Conventional, | 8207 | 33 | NOS | 0 | 0 | RAW | 18 | 0 | YES | YES |  | NO |  | 23-APR-2025 2:55:50AM | [26 empty] | E1002 : Pradeep Sati | 17-NOV-2025 5:52:33PM | E1002 : Pradeep Sati
Tools-Bulk | Drill Bits |  | TOO68 | Drill Bits,Twist,7 mm,HSS,Conventional, | 8207 | 23 | NOS | 0 | 0 | RAW | 18 | 0 | YES | YES |  | NO |  | 23-APR-2025 2:55:50AM | [26 empty] | E1002 : Pradeep Sati | 14-JUL-2026 12:42:47PM | H1155 : Raushan Kumar
Tools-Bulk | Drill Bits |  | TOO69 | Drill Bits,Twist,7.5 mm,HSS,Conventional, | 8207 | 0 | NOS | 0 | 0 | RAW | 18 | 0 | YES | YES |  | NO |  | 23-APR-2025 2:55:50AM | [26 empty] | E1002 : Pradeep Sati | 10-OCT-2025 3:12:27PM | E1002 : Pradeep Sati
Tools | Spanner |  | TOO7 | Spanner,Open End,30-32,Chrome-Vanadium Steel,Taparia | 8204 | 5 | NOS | 177 | 0 | RAW | 18 | 0 | YES | YES |  | NO |  | 23-APR-2025 2:55:49AM | [26 empty] | E1002 : Pradeep Sati | 12-AUG-2026 11:57:43AM | H1155 : Raushan Kumar
Tools-Bulk | Drill Bits |  | TOO70 | Drill Bits,Twist,8 mm,HSS,Conventional, | 8207 | 39 | NOS | 0 | 0 | RAW | 18 | 0 | YES | YES |  | NO |  | 23-APR-2025 2:55:50AM | [26 empty] | E1002 : Pradeep Sati | 22-DEC-2025 11:18:32AM | H1155 : Raushan Kumar
Tools-Bulk | Drill Bits |  | TOO71 | Drill Bits,Twist,8.5 mm,HSS,Conventional, | 8207 | 2 | NOS | 199 | 0 | RAW | 18 | 0 | YES | YES |  | NO |  | 23-APR-2025 2:55:50AM | [26 empty] | E1002 : Pradeep Sati | 10-OCT-2025 3:12:27PM | E1002 : Pradeep Sati
Tools-Bulk | Drill Bits |  | TOO72 | Drill Bits,Twist,9 mm,HSS,Conventional, | 8207 | 6 | NOS | 230 | 0 | RAW | 18 | 0 | YES | YES |  | NO |  | 23-APR-2025 2:55:50AM | [26 empty] | E1002 : Pradeep Sati | 01-JUL-2026 2:22:28PM | H1155 : Raushan Kumar
Tools-Bulk | Drill Bits |  | TOO73 | Drill Bits,Twist,9.9 mm,HSS,Conventional, | 8207 | 0 | NOS | 0 | 0 | RAW | 18 | 0 | YES | YES |  | NO |  | 23-APR-2025 2:55:50AM | [26 empty] | E1002 : Pradeep Sati | 10-OCT-2025 3:12:27PM | E1002 : Pradeep Sati
Tools-Bulk | Drill Bits |  | TOO74 | Drill Bits,Twist,10 mm,HSS,Conventional, | 8207 | 6 | NOS | 869 | 0 | RAW | 18 | 0 | YES | YES |  | NO |  | 23-APR-2025 2:55:50AM | [26 empty] | E1002 : Pradeep Sati | 19-MAR-2026 2:24:28PM | H1155 : Raushan Kumar
Tools-Bulk | Drill Bits |  | TOO75 | Drill Bits,Twist,12 mm,HSS,Conventional, | 8207 | 25 | NOS | 0 | 0 | RAW | 18 | 0 | YES | YES |  | NO |  | 23-APR-2025 2:55:50AM | [26 empty] | E1002 : Pradeep Sati | 17-NOV-2025 5:52:33PM | E1002 : Pradeep Sati
Tools-Bulk | Drill Bits |  | TOO76 | Drill Bits,Twist,13 mm,HSS,Conventional, | 8207 | 0 | NOS | 0 | 0 | RAW | 18 | 0 | YES | YES |  | NO |  | 23-APR-2025 2:55:50AM | [26 empty] | E1002 : Pradeep Sati | 10-OCT-2025 3:12:27PM | E1002 : Pradeep Sati
Tools-Bulk | Drill Bits |  | TOO77 | Drill Bits,Twist,14 mm,HSS,Conventional, | 8207 | 0 | NOS | 0 | 0 | RAW | 18 | 0 | YES | YES |  | NO |  | 23-APR-2025 2:55:50AM | [26 empty] | E1002 : Pradeep Sati | 10-OCT-2025 3:12:27PM | E1002 : Pradeep Sati
Tools-Bulk | Drill Bits |  | TOO78 | Drill Bits,Twist,15 mm,HSS,Conventional, | 8207 | 0 | NOS | 0 | 0 | RAW | 18 | 0 | YES | YES |  | NO |  | 23-APR-2025 2:55:50AM | [26 empty] | E1002 : Pradeep Sati | 10-OCT-2025 3:12:27PM | E1002 : Pradeep Sati
Tools-Bulk | Drill Bits |  | TOO79 | Drill Bits,Twist,16 mm,HSS,Conventional, | 8207 | 0 | NOS | 0 | 0 | RAW | 18 | 0 | YES | YES |  | NO |  | 23-APR-2025 2:55:50AM | [26 empty] | E1002 : Pradeep Sati | 10-OCT-2025 3:12:27PM | E1002 : Pradeep Sati
Tools | Spanner |  | TOO8 | Spanner,Open End,32-36,Chrome-Vanadium Steel,Taparia | 8204 | 11 | NOS | 395 | 0 | RAW | 18 | 0 | YES | YES |  | NO |  | 23-APR-2025 2:55:50AM | [26 empty] | E1002 : Pradeep Sati | 12-AUG-2026 11:57:43AM | H1155 : Raushan Kumar
Tools-Bulk | Drill Bits |  | TOO80 | Drill Bits,Step,,HSS,Conventional, | 8207 | 0 | NOS | 0 | 0 | RAW | 18 | 0 | YES | YES |  | NO |  | 23-APR-2025 2:55:50AM | [26 empty] | E1002 : Pradeep Sati | 10-OCT-2025 3:12:27PM | E1002 : Pradeep Sati
Tools-Bulk | Drill Bits |  | TOO81 | Drill Bits,Chuck/Adapter,,HSS,, | 8207 | 0 | NOS | 0 | 0 | RAW | 18 | 0 | YES | YES |  | NO |  | 23-APR-2025 2:55:50AM | [26 empty] | E1002 : Pradeep Sati | 10-OCT-2025 3:12:27PM | E1002 : Pradeep Sati
Tools-Bulk | Drill Bits |  | TOO82 | Drill Bits,Wall,6 mm,HSS,Masonry, | 82075000 | 0 | NOS | 0 | 0 | RAW | 18 | 0 | YES | YES |  | NO |  | 09-JUN-2025 2:19:53PM | [26 empty] | E1002 : Pradeep Sati | 10-OCT-2025 3:12:27PM | E1002 : Pradeep Sati
Tools-Bulk | Drill Bits |  | TOO83 | Drill Bits,Wall,8 mm,HSS,Masonry, | 82075000 | 28 | NOS | 0 | 0 | RAW | 18 | 0 | YES | YES |  | NO |  | 09-JUN-2025 2:19:53PM | [26 empty] | E1002 : Pradeep Sati | 17-NOV-2025 5:52:33PM | E1002 : Pradeep Sati
Tools-Bulk | Drill Bits |  | TOO84 | Drill Bits,Wall,10 mm,HSS,Masonry, | 82075000 | 11 | NOS | 0 | 0 | RAW | 18 | 0 | YES | YES |  | NO |  | 09-JUN-2025 2:19:53PM | [26 empty] | E1002 : Pradeep Sati | 17-NOV-2025 5:52:33PM | E1002 : Pradeep Sati
Tools-Bulk | Drill Bits |  | TOO85 | Drill Bits,Wall,12 mm,HSS,Masonry, | 82075000 | 0 | NOS | 0 | 0 | RAW | 18 | 0 | YES | YES |  | NO |  | 09-JUN-2025 2:19:53PM | [26 empty] | E1002 : Pradeep Sati | 10-OCT-2025 3:12:27PM | E1002 : Pradeep Sati
Tools | Wrench |  | TOO86 | Wrench,Adjustable,18",,Taparia | 8204 | 0 | NOS | 0 | 0 | RAW | 18 | 0 | YES | YES |  | NO |  | 09-JUN-2025 2:19:53PM | [26 empty] | E1002 : Pradeep Sati | 18-NOV-2025 3:25:06PM | H1155 : Raushan Kumar
Tools | Hanger |  | TOO87 | Hanger,Key,,MS, | 4421 | 0 | NOS | 0 | 0 | RAW | 18 | 0 | YES | YES |  | NO |  | 12-JUN-2025 1:03:22PM | [26 empty] | E1002 : Pradeep Sati
Tools | Hanger |  | TOO88 | Hanger,Key,,Wooden, | 4421 | 11 | NOS | 0 | 0 | RAW | 18 | 0 | YES | YES |  | NO |  | 12-JUN-2025 1:03:22PM | [26 empty] | E1002 : Pradeep Sati | 18-AUG-2026 3:30:13PM | H1155 : Raushan Kumar
Tools | Grinding Machine |  | TOO89 | Grinding Machine,Electric,750 W,,Dewalt | 8460 | 0 | NOS | 0 | 0 | RAW | 18 | 0 | YES | YES |  | NO |  | 23-JUN-2025 4:59:08PM | [26 empty] | E1002 : Pradeep Sati | 18-OCT-2025 9:21:43AM | H1155 : Raushan Kumar
Tools | Spanner |  | TOO9 | Spanner,Open End,34-38,Chrome-Vanadium Steel,Taparia | 8204 | 5 | NOS | 530 | 0 | RAW | 18 | 0 | YES | YES |  | NO |  | 23-APR-2025 2:55:50AM | [26 empty] | E1002 : Pradeep Sati | 12-AUG-2026 11:57:43AM | H1155 : Raushan Kumar
Tools | Grinding Machine |  | TOO90 | Grinding Machine,Electric,750 W,,Bosch | 8460 | 0 | NOS | 0 | 0 | RAW | 18 | 0 | YES | YES |  | NO |  | 23-JUN-2025 4:59:08PM | [26 empty] | E1002 : Pradeep Sati
Tools | Drill Machine |  | TOO91 | Drill Machine,Electric,750 W,,Dewalt | 8459 | 0 | NOS | 0 | 0 | RAW | 18 | 0 | YES | YES |  | NO |  | 23-JUN-2025 4:59:08PM | [26 empty] | E1002 : Pradeep Sati | 09-SEP-2025 5:43:06PM | H1155 : Raushan Kumar
Tools | Drill Machine |  | TOO92 | Drill Machine,Electric,750 W,,Bosch | 8459 | 0 | NOS | 0 | 0 | RAW | 18 | 0 | YES | YES |  | NO |  | 23-JUN-2025 4:59:08PM | [26 empty] | E1002 : Pradeep Sati
Tools | Drill Machine |  | TOO93 | Drill Machine,Electric,500 W,,Bosch | 8459 | 0 | NOS | 0 | 0 | RAW | 18 | 0 | YES | YES |  | NO |  | 23-JUN-2025 4:59:08PM | [26 empty] | E1002 : Pradeep Sati
Tools | Drill Machine |  | TOO94 | Drill Machine,Electric-Chargeable,18 W,,Bosch | 8459 | 0 | NOS | 0 | 0 | RAW | 18 | 0 | YES | YES |  | NO |  | 23-JUN-2025 4:59:08PM | [26 empty] | E1002 : Pradeep Sati
Tools | Chisel |  | TOO95 | Chisel,Flat,Steel, | 8205 | 0 | NOS | 0 | 0 | RAW | 18 | 0 | YES | YES |  | NO |  | 26-JUN-2025 1:27:25PM | [26 empty] | E1002 : Pradeep Sati
Tools | Chisel |  | TOO96 | Chisel,Dimond Point,Steel, | 8205 | 0 | NOS | 0 | 0 | RAW | 18 | 0 | YES | YES |  | NO |  | 26-JUN-2025 1:27:25PM | [26 empty] | E1002 : Pradeep Sati
Tools | Chisel |  | TOO97 | Chisel,Cross Cut,Steel, | 8205 | 0 | NOS | 0 | 0 | RAW | 18 | 0 | YES | YES |  | NO |  | 26-JUN-2025 1:27:25PM | [26 empty] | E1002 : Pradeep Sati
Tools | Chisel |  | TOO98 | Chisel,Cow Mouth,Steel, | 8205 | 0 | NOS | 0 | 0 | RAW | 18 | 0 | YES | YES |  | NO |  | 26-JUN-2025 1:27:25PM | [26 empty] | E1002 : Pradeep Sati
Tools | Chisel |  | TOO99 | Chisel,Side Cut,Steel, | 8205 | 0 | NOS | 0 | 0 | RAW | 18 | 0 | YES | YES |  | NO |  | 26-JUN-2025 1:27:25PM | [26 empty] | E1002 : Pradeep Sati
Valves | Angle Valve |  | VAL1 | Angle valve,1/2",Rotex-AV12050V01-F4-P2-4G,SS-304,Female-BSP,Pneumatic-Double Acting,Namur,Air / Nit | 8481 | 0 | NOS | 3650 | 0 | RAW | 18 | 0 | YES | YES |  | NO |  | 11-APR-2025 6:14:00PM | [26 empty] | E1002 : Pradeep Sati | 31-AUG-2026 12:59:24PM | H1155 : Raushan Kumar
Valves-Bulk | Needle Valve |  | VAL10 | Needle Valve,1/4",PBI,Brass,Male-NPT,Straight,0-10 Bar,(-53°C - 121°C) | 8481 | 108 | NOS | 223 | 0 | RAW | 18 | 0 | YES | YES |  | NO |  | 11-APR-2025 6:14:00PM | [26 empty] | E1002 : Pradeep Sati | 18-JUL-2026 1:01:56PM | H1155 : Raushan Kumar
Valves | NRV |  | VAL100 | NRV,,,Komter-PN- 43210024,,,,, | 8481 | 0 | NOS | 2000 | 0 | RAW | 18 | 0 | YES | YES |  | NO |  | 11-APR-2025 6:14:00PM | [26 empty] | E1002 : Pradeep Sati
Valves | Safety Valve |  | VAL101 | Safety Valve,1/2",,Brass,PBI,Male-PT,Gas,0-10 Barg,(0°C - 60°C) | 8481 | 341 | NOS | 0 | 0 | RAW | 18 | 0 | YES | YES |  | NO |  | 11-APR-2025 6:14:00PM | [26 empty] | E1002 : Pradeep Sati | 11-APR-2026 2:45:11PM | H1155 : Raushan Kumar
Valves | Ball Valve |  | VAL102 | Ball Valve,2-way,1.5",CF8-CSS Body-PTFE Seat,Atam-FV-507,Female-BSP,2 Piece,0-10 Barg,(0°C - 100°C) | 8481 | 5 | NOS | 2612 | 0 | RAW | 18 | 0 | YES | YES |  | NO |  | 18-APR-2025 2:05:13PM | [26 empty] | E1002 : Pradeep Sati | 11-AUG-2026 12:05:02PM | H1155 : Raushan Kumar
Valves | Ball Valve |  | VAL103 | Ball Valve,2-way,2",CF8-CSS Body-PTFE Seat,Atam-FV-507,Female-BSP,2 Piece,0-10 Barg,(0°C - 100°C) | 8481 | 20 | NOS | 5393 | 0 | RAW | 18 | 0 | YES | YES |  | NO |  | 18-APR-2025 2:05:13PM | [26 empty] | E1002 : Pradeep Sati | 24-AUG-2026 11:02:36AM | H1155 : Raushan Kumar
Valves | Ball Valve |  | VAL104 | Ball Valve,2-Way,3",CS,L&T-L1RF1C,CL 150 Flanged,Single Piece,0-10 Barg,(0°C - 80°C) | 8481 | 2 | NOS | 13276.5 | 0 | RAW | 18 | 0 | YES | YES |  | NO |  | 12-MAY-2025 2:20:20PM | [26 empty] | E1002 : Pradeep Sati | 21-JAN-2026 11:25:30AM | H1155 : Raushan Kumar
Valves | Ball Valve |  | VAL105 | Ball Valve,2-Way,1",CS,L&T-L1RF1C,CL 150 Flanged,Single Piece,0-10 Barg,(0°C - 80°C) | 8481 | 0 | NOS | 2294.37 | 0 | RAW | 18 | 0 | YES | YES |  | NO |  | 12-MAY-2025 2:20:20PM | [26 empty] | E1002 : Pradeep Sati | 21-JAN-2026 11:25:30AM | H1155 : Raushan Kumar
Valves | Ball Valve |  | VAL106 | Ball Valve,2-Way,1/2",SS-316,L&T-L3FBTC/L7FBTC,Female-BSP,3 Piece,0-10 Barg,(0°C - 45°C) | 8481 | 0 | NOS | 0 | 0 | RAW | 18 | 0 | YES | YES |  | NO |  | 12-MAY-2025 2:20:20PM | [26 empty] | E1002 : Pradeep Sati
Valves | Ball Valve |  | VAL107 | Ball Valve,2-Way,2",SS-316,L&T-L1RF1C,CL 150 Flanged,Single Piece,0-10 Barg,(0°C - 45°C) | 8481 | 0 | NOS | 6477 | 0 | RAW | 18 | 0 | YES | YES |  | NO |  | 12-MAY-2025 2:20:20PM | [26 empty] | E1002 : Pradeep Sati | 11-OCT-2025 12:22:06PM | H1155 : Raushan Kumar
Valves | Ball Valve |  | VAL108 | Ball Valve,2-Way,1",SS-316,L&T-L3FBTC/L7FBTC,Female-BSP,3 Piece,0-10 Barg,(0°C - 45°C) | 8481 | 0 | NOS | 0 | 0 | RAW | 18 | 0 | YES | YES |  | NO |  | 12-MAY-2025 2:20:20PM | [26 empty] | E1002 : Pradeep Sati
Valves-Bulk | Ball Valve |  | VAL109 | Ball Valve,2-Way,1/8,SS-316,ABS,Female-BSP,1 Piece,206 Barg,0C - 45C | 8481 | 0 | NOS | 1400 | 0 | RAW | 18 | 0 | YES | YES |  | NO |  | 12-MAY-2025 2:20:20PM | [26 empty] | E1002 : Pradeep Sati | 09-SEP-2026 4:58:36PM | H1155 : Raushan Kumar
Valves | Ball Valve |  | VAL11 | Ball Valve,2-way,1/4",Brass,Arkay,Female-BSP,2 Piece,0-40 Barg,(-20°C - 150°C) | 8481 | 2 | NOS | 0 | 0 | RAW | 18 | 0 | YES | YES |  | NO |  | 11-APR-2025 6:14:00PM | [26 empty] | E1002 : Pradeep Sati | 19-MAY-2026 11:46:41AM | H1155 : Raushan Kumar
Valves | NRV |  | VAL110 | NRV,2",CS,L&T-ASTM A216 Gr. WCB,CL 150 Flanged,,Air / Nitrogen /Oxygen,0-10 Barg,(0°C - 45°C) | 8481 | 0 | NOS | 13275 | 0 | RAW | 18 | 0 | YES | YES |  | NO |  | 14-MAY-2025 10:42:11AM | [26 empty] | E1002 : Pradeep Sati | 11-OCT-2025 12:22:06PM | H1155 : Raushan Kumar
Valves | Dome Valve |  | VAL111 | Dome Valve,3-way,2",Aluminum,,Female-BSP,Air / Nitrogen,O-Ring,0-10 Barg,Female-BSP,(0°C - 60°C) | 8481 | 0 | NOS | 7800 | 0 | RAW | 18 | 0 | YES | YES |  | NO |  | 16-MAY-2025 1:01:31AM | [26 empty] | E1002 : Pradeep Sati | 11-OCT-2025 12:22:06PM | H1155 : Raushan Kumar
Valves | Dome Valve |  | VAL112 | Dome Valve,3-way,2",Aluminum,,Female-BSP,Air / Nitrogen,O-Ring,0-10 Barg,(0°C - 60°C) | 8481 | 1 | NOS | 8200 | 0 | RAW | 18 | 0 | YES | YES |  | NO |  | 28-MAY-2025 6:15:46PM | [26 empty] | E1002 : Pradeep Sati | 29-JUL-2026 11:42:57AM | H1155 : Raushan Kumar
Valves | PRV |  | VAL113 | PRV,,4",(0.5 Kg /cm2),0-10 Barg,CS,Aira-LDPF,NBR,,,85°C,Flanged | 8481 | 0 | NOS | 91267 | 0 | RAW | 18 | 0 | YES | YES |  | NO |  | 09-JUN-2025 2:19:53PM | [26 empty] | E1002 : Pradeep Sati | 16-OCT-2025 10:51:40AM | H1155 : Raushan Kumar
Valves | NRV |  | VAL114 | NRV,1.5",SS-304,,Female-BSP,SS-Flapper Type,Air / Nitrogen,0-10 Barg,(0°C - 55°C) | 8481 | 2 | NOS | 800 | 0 | RAW | 18 | 0 | YES | YES |  | NO |  | 09-JUN-2025 6:51:22PM | [26 empty] | E1002 : Pradeep Sati | 17-NOV-2025 5:52:33PM | E1002 : Pradeep Sati
Valves | Ball Valve |  | VAL115 | Ball Valve,3-Way,1/2",SS-304,,Female-BSP,2 Piece,0-10 Barg,(0°C - 45°C) | 8481 | 0 | NOS | 750 | 0 | RAW | 18 | 0 | YES | YES |  | NO |  | 11-JUN-2025 12:54:05PM | [26 empty] | E1002 : Pradeep Sati
Valves | Safety Valve |  | VAL116 | Safety Valve,2",Flanged,SS-304,Aira,,Gas,0-10 Barg,(0°C - 80°C) | 8481 | 1 | NOS | 12237.96 | 0 | RAW | 18 | 0 | YES | YES |  | NO |  | 12-JUN-2025 4:03:54PM | [26 empty] | E1002 : Pradeep Sati | 01-AUG-2026 9:14:28AM | H1155 : Raushan Kumar
Valves | Safety Valve |  | VAL117 | Safety Valve,1",Flanged,SS-304,Aira,,Gas,0-10 Barg,(0°C - 80°C) | 8481 | 0 | NOS | 0 | 0 | RAW | 18 | 0 | YES | YES |  | NO |  | 12-JUN-2025 4:03:54PM | [26 empty] | E1002 : Pradeep Sati | 14-JUN-2025 9:59:42AM | H1155 : Raushan Kumar
Valves | Safety Valve |  | VAL118 | Safety Valve,1.5",Flanged,SS-304,Aira,,Gas,0-10 Barg,(0°C - 80°C) | 8481 | 0 | NOS | 0 | 0 | RAW | 18 | 0 | YES | YES |  | NO |  | 12-JUN-2025 4:03:54PM | [26 empty] | E1002 : Pradeep Sati
Valves | PHV |  | VAL119 | PHV,1/2",6-15 Barg,0-21 Barg,SS,Aira-PLS,NBR,Air / Nitrogen,,0-21 Barg,Up to 85°C,M/F-BSP | 8481 | 0 | NOS | 0 | 0 | RAW | 18 | 0 | YES | YES |  | NO |  | 17-JUN-2025 4:22:15PM | [26 empty] | E1002 : Pradeep Sati | 19-JUN-2025 12:56:30PM | E1002 : Pradeep Sati
Valves | Ball Valve |  | VAL12 | Ball Valve,2-way,3/8",Brass,Arkay,Female-BSP,2 Piece,0-40 Barg,(-20°C - 150°C) | 8481 | 6 | NOS | 1 | 0 | RAW | 18 | 0 | YES | YES |  | NO |  | 11-APR-2025 6:14:00PM | [26 empty] | E1002 : Pradeep Sati | 17-NOV-2025 5:52:33PM | E1002 : Pradeep Sati
Valves | PHV |  | VAL120 | PHV,3/4",6-15 Barg,0-21 Barg,SS,Aira-PLS,NBR,Air / Nitrogen,,0-21 Barg,Up to 85°C,M/F-BSP | 8481 | 0 | NOS | 0 | 0 | RAW | 18 | 0 | YES | YES |  | NO |  | 17-JUN-2025 4:22:15PM | [26 empty] | E1002 : Pradeep Sati | 19-JUN-2025 12:56:30PM | E1002 : Pradeep Sati
Valves | PHV |  | VAL121 | PHV,1",6-15 Barg,0-21 Barg,SS,Aira-PLS,NBR,Air / Nitrogen,,0-21 Barg,Up to 85°C,M/F-BSP | 8481 | 0 | NOS | 2620 | 0 | RAW | 18 | 0 | YES | YES |  | NO |  | 17-JUN-2025 4:22:15PM | [26 empty] | E1002 : Pradeep Sati | 30-JUN-2025 5:11:34PM | H1155 : Raushan Kumar
Valves | PHV |  | VAL122 | PHV,1.25",6-15 Barg,0-21 Barg,SS,Aira-PLS,NBR,Air / Nitrogen,,0-21 Barg,Up to 85°C,M/F-BSP | 8481 | 0 | NOS | 0 | 0 | RAW | 18 | 0 | YES | YES |  | NO |  | 17-JUN-2025 4:22:15PM | [26 empty] | E1002 : Pradeep Sati | 19-JUN-2025 12:56:30PM | E1002 : Pradeep Sati
Valves | PHV |  | VAL123 | PHV,1.5",6-15 Barg,0-21 Barg,SS,Aira-PLS,NBR,Air / Nitrogen,,0-21 Barg,Up to 85°C,M/F-BSP | 8481 | 12 | NOS | 5265 | 0 | RAW | 18 | 0 | YES | YES |  | NO |  | 17-JUN-2025 4:22:15PM | [26 empty] | E1002 : Pradeep Sati | 17-NOV-2025 5:52:33PM | E1002 : Pradeep Sati
Valves | PHV |  | VAL124 | PHV,2",6-15 Barg,0-21 Barg,SS,Aira-PLS,NBR,Air / Nitrogen,,0-21 Barg,Up to 85°C,M/F-BSP | 8481 | 6 | NOS | 5730 | 0 | RAW | 18 | 0 | YES | YES |  | NO |  | 17-JUN-2025 4:22:15PM | [26 empty] | E1002 : Pradeep Sati | 05-AUG-2026 11:26:45AM | H1155 : Raushan Kumar
Valves | PHV |  | VAL125 | PHV,2.5",6-15 Barg,0-21 Barg,SS,Aira-PLS,NBR,Air / Nitrogen,,0-21 Barg,Up to 85°C,M/F-BSP | 8481 | 0 | NOS | 0 | 0 | RAW | 18 | 0 | YES | YES |  | NO |  | 17-JUN-2025 4:22:15PM | [26 empty] | E1002 : Pradeep Sati | 19-JUN-2025 12:56:30PM | E1002 : Pradeep Sati
Valves | PHV |  | VAL126 | PHV,3",6-15 Barg,0-21 Barg,SS,Aira-PLS,NBR,Air / Nitrogen,,0-21 Barg,Up to 85°C,M/F-BSP | 8481 | 0 | NOS | 0 | 0 | RAW | 18 | 0 | YES | YES |  | NO |  | 17-JUN-2025 4:22:15PM | [26 empty] | E1002 : Pradeep Sati | 19-JUN-2025 12:56:30PM | E1002 : Pradeep Sati
Valves | PHV |  | VAL127 | PHV,4",6-15 Barg,0-21 Barg,SS,Aira-PLS,NBR,Air / Nitrogen,,0-21 Barg,Up to 85°C,M/F-BSP | 8481 | 0 | NOS | 0 | 0 | RAW | 18 | 0 | YES | YES |  | NO |  | 17-JUN-2025 4:22:15PM | [26 empty] | E1002 : Pradeep Sati | 19-JUN-2025 12:56:30PM | E1002 : Pradeep Sati
Valves | Solenoid valve |  | VAL128 | Solenoid valve,Direct Acting,(3/2),1/4",Aluminum,24 V DC,Rotex,NBR,NC,0-10 Barg,(-25°C - 75°C) | 8481 | 8 | NOS | 1400 | 0 | RAW | 18 | 0 | YES | YES |  | NO |  | 26-JUN-2025 11:27:44PM | [26 empty] | E1002 : Pradeep Sati | 09-SEP-2026 4:58:37PM | H1155 : Raushan Kumar
Valves | PRV |  | VAL129 | PRV,Low Pressure (210242),Class 150,2",30 to 200 mbar,0 to 1.5 Barg,SGCI,Vanaz-R6119,,Air / Nitrogen | 84811000 | 0 | NOS | 11570 | 0 | RAW | 18 | 0 | YES | YES |  | NO |  | 16-JUL-2025 12:16:54AM | [26 empty] | E1002 : Pradeep Sati | 05-SEP-2025 12:18:16PM | H1155 : Raushan Kumar
Valves | Ball Valve |  | VAL13 | Ball Valve,2-way,1/2",Brass,Arkay,Female-BSP,2 Piece,0-40 Barg,(-20°C - 150°C) | 8481 | 0 | NOS | 217 | 0 | RAW | 18 | 0 | YES | YES |  | NO |  | 11-APR-2025 6:14:00PM | [26 empty] | E1002 : Pradeep Sati | 03-OCT-2025 2:34:51PM | H1155 : Raushan Kumar
Valves | PRV |  | VAL130 | PRV,High Pressure (210109),Class 150,2",0.5 to 1.5 Barg,1 to 17 Barg,SGCI,Vanaz-R2317,,Air / Nitroge | 84811000 | 0 | NOS | 12816 | 0 | RAW | 18 | 0 | YES | YES |  | NO |  | 16-JUL-2025 12:16:54AM | [26 empty] | E1002 : Pradeep Sati | 20-SEP-2025 4:37:09PM | H1155 : Raushan Kumar
Valves | PRV |  | VAL131 | PRV,Low Pressure (210243),Class 150,3",30 to 200 mbar,0 to 1.5 Barg,SGCI,Vanaz-R6410,,Air / Nitrogen | 84811000 | 0 | NOS | 0 | 0 | RAW | 18 | 0 | NO | YES |  | NO |  | 16-JUL-2025 12:16:54AM | [26 empty] | E1002 : Pradeep Sati | 17-JUL-2025 1:44:55PM | E1002 : Pradeep Sati
Valves | PRV |  | VAL132 | PRV,High Pressure (210112),Class 150,3",0.5 to 1.5 Barg,1 to 17 Barg,SGCI,Vanaz-R6412,,Air / Nitroge | 84811000 | 0 | NOS | 28969.5 | 0 | RAW | 18 | 0 | YES | YES |  | NO |  | 16-JUL-2025 12:16:54AM | [26 empty] | E1002 : Pradeep Sati | 25-FEB-2026 1:40:36PM | H1155 : Raushan Kumar
Valves | PRV |  | VAL133 | PRV,Low Pressure (210243),Class 150,3",30 to 200 mbar,0 to 1.5 Barg,SGCI,Vanaz-R6410,,Air / Nitrogen | 84811000 | 0 | NOS | 29370 | 0 | RAW | 18 | 0 | YES | YES |  | NO |  | 16-JUL-2025 12:16:54AM | [26 empty] | E1002 : Pradeep Sati | 25-FEB-2026 1:40:36PM | H1155 : Raushan Kumar
Valves | PRV |  | VAL134 | PRV,High Pressure (210107),Class 150,1.5",0.5 to 1.5 Barg,1 to 1.5 Barg,SGCI,Vanaz-R2316,,Air / Nitr | 84811000 | 0 | NOS | 0 | 0 | RAW | 18 | 0 | YES | YES |  | NO |  | 16-JUL-2025 12:16:54AM | [26 empty] | E1002 : Pradeep Sati
Valves | PRV |  | VAL135 | PRV,Low Pressure (210242),Class 150,2",30 to 200 mbar,0 to 1.5 Barg,SGCI,Vanaz-R6119,,Air / Nitrogen | 84811000 | 0 | NOS | 0 | 0 | RAW | 18 | 0 | NO | YES |  | NO |  | 16-JUL-2025 12:16:54AM | [26 empty] | E1002 : Pradeep Sati | 17-JUL-2025 1:45:16PM | E1002 : Pradeep Sati
Valves | PRV |  | VAL136 | PRV,High Pressure (210110),Class 150,1",0.5 to 1.5 Barg,1 to 17 Barg,SGCI,Vanaz-R2323,,Air / Nitroge | 84811000 | 0 | NOS | 6666.1 | 0 | RAW | 18 | 0 | YES | YES |  | NO |  | 16-JUL-2025 12:16:54AM | [26 empty] | E1002 : Pradeep Sati | 01-MAY-2026 11:37:09AM | H1155 : Raushan Kumar
Valves | PRV |  | VAL137 | PRV,Low Pressure (210241),Class 150,1.5",30 to 200 mbar,0 to 1.5 Barg,SGCI,Vanaz-R6118,,Air / Nitrog | 84811000 | 1 | NOS | 12104 | 0 | RAW | 18 | 0 | YES | YES |  | NO |  | 16-JUL-2025 12:16:54AM | [26 empty] | E1002 : Pradeep Sati | 05-DEC-2025 3:22:16PM | H1155 : Raushan Kumar
Valves | PRV |  | VAL138 | PRV,High Pressure (210107),Class 150,1.5",0.5 to 1.5 Barg,1 to 17 Barg,SGCI,Vanaz-R2316,,Air / Nitro | 84811000 | 0 | NOS | 12148.5 | 0 | RAW | 18 | 0 | YES | YES |  | NO |  | 16-JUL-2025 12:18:41AM | [26 empty] | E1002 : Pradeep Sati | 15-SEP-2025 2:50:41PM | H1155 : Raushan Kumar
Valves | NRV |  | VAL139 | NRV,1/2",SS,,Female-BSP,SS-Flapper Type,Air / Nitrogen,High Pressure,(0°C - 60°C) | 8481 | 0 | NOS | 1215 | 0 | RAW | 18 | 0 | YES | YES |  | NO |  | 12-AUG-2025 4:25:30PM | [26 empty] | E1002 : Pradeep Sati | 22-JAN-2026 9:31:43AM | H1155 : Raushan Kumar
Valves | Ball Valve |  | VAL14 | Ball Valve,2-way,3/4",Brass,Arkay,Female-BSP,2 Piece,0-40 Barg,(-20°C - 150°C) | 8481 | 158 | NOS | 0 | 0 | RAW | 18 | 0 | YES | YES |  | NO |  | 11-APR-2025 6:14:00PM | [26 empty] | E1002 : Pradeep Sati | 18-JUL-2026 1:01:56PM | H1155 : Raushan Kumar
Valves | Ball Valve |  | VAL140 | Ball Valve,2-way,1/4",SS,Atam,Female-BSP,2 Piece,0-70 Barg,(0°C - 80°C) | 8481 | 0 | NOS | 0 | 0 | RAW | 18 | 0 | YES | YES |  | NO |  | 29-AUG-2025 5:40:24PM | [26 empty] | E1002 : Pradeep Sati | 19-FEB-2026 4:01:22PM | E1002 : Pradeep Sati
Valves | Ball Valve |  | VAL141 | Ball Valve,2-way,3/8",SS,Atam,Female-BSP,2 Piece,0-70 Barg,(0°C - 80°C) | 8481 | 0 | NOS | 0 | 0 | RAW | 18 | 0 | YES | YES |  | NO |  | 29-AUG-2025 5:40:24PM | [26 empty] | E1002 : Pradeep Sati | 19-FEB-2026 4:01:22PM | E1002 : Pradeep Sati
Valves | Ball Valve |  | VAL142 | Ball Valve,2-way,1/2",SS,Atam,Female-BSP,2 Piece,0-70 Barg,(0°C - 80°C) | 8481 | 0 | NOS | 249 | 0 | RAW | 18 | 0 | YES | YES |  | NO |  | 29-AUG-2025 5:40:24PM | [26 empty] | E1002 : Pradeep Sati | 19-FEB-2026 4:01:22PM | E1002 : Pradeep Sati
Valves | Ball Valve |  | VAL143 | Ball Valve,2-way,3/4",SS,Atam,Female-BSP,2 Piece,0-70 Barg,(0°C - 80°C) | 8481 | 0 | NOS | 0 | 0 | RAW | 18 | 0 | YES | YES |  | NO |  | 29-AUG-2025 5:40:24PM | [26 empty] | E1002 : Pradeep Sati | 19-FEB-2026 4:01:22PM | E1002 : Pradeep Sati
Valves | Ball Valve |  | VAL144 | Ball Valve,2-way,1",SS,Atam,Female-BSP,2 Piece,0-70 Barg,(0°C - 80°C) | 8481 | 0 | NOS | 886 | 0 | RAW | 18 | 0 | YES | YES |  | NO |  | 29-AUG-2025 5:40:24PM | [26 empty] | E1002 : Pradeep Sati | 21-MAR-2026 2:35:44PM | H1155 : Raushan Kumar
Valves | PRV |  | VAL145 | PRV,,2",50 Barg,0 to 200 Barg,SGCI,Vanaz,,Air / Nitrogen,,85°C,Flanged-Class 150 | 84811000 | 0 | NOS | 0 | 0 | RAW | 18 | 0 | YES | YES |  | NO |  | 29-AUG-2025 7:44:42PM | [26 empty] | E1002 : Pradeep Sati
Valves | PRV |  | VAL146 | PRV,,1.5",1 Barg,0 to 1.5 Barg,SGCI,Vanaz,,Air / Nitrogen,,85°C,Flanged-Class 150 | 84811000 | 0 | NOS | 0 | 0 | RAW | 18 | 0 | YES | YES |  | NO |  | 29-AUG-2025 7:44:42PM | [26 empty] | E1002 : Pradeep Sati
Valves | NRV |  | VAL147 | NRV,3/4",GI,Parthgenix Technologies,Female-BSP,,Air / Nitrogen,High Pressure,(0°C - 60°C) | 8481 | 0 | NOS | 930 | 0 | RAW | 18 | 0 | YES | YES |  | NO |  | 03-SEP-2025 12:30:02PM | [26 empty] | E1002 : Pradeep Sati
Valves | NRV |  | VAL148 | NRV,1/2",GI,Parthgenix Technologies,Female-BSP,,Air / Nitrogen,High Pressure,(0°C - 60°C) | 8481 | 3 | NOS | 655 | 0 | RAW | 18 | 0 | YES | YES |  | NO |  | 15-SEP-2025 12:33:08PM | [26 empty] | E1002 : Pradeep Sati | 17-NOV-2025 5:52:33PM | E1002 : Pradeep Sati
Valves | Ball Valve |  | VAL149 | Ball Valve,2-way,1",SS,,Female-NPT,2 Piece,High Pressure,(0°C - 80°C) | 8481 | 5 | NOS | 1 | 0 | RAW | 18 | 0 | YES | YES |  | NO |  | 21-SEP-2025 10:29:18AM | [26 empty] | E1002 : Pradeep Sati | 09-FEB-2026 2:53:47PM | H1155 : Raushan Kumar
Valves | Ball Valve |  | VAL15 | Ball Valve,2-way,1",Brass,Arkay,Female-BSP,2 Piece,0-40 Barg,(-20°C - 150°C) | 8481 | 0 | NOS | 1 | 0 | RAW | 18 | 0 | YES | YES |  | NO |  | 11-APR-2025 6:14:00PM | [26 empty] | E1002 : Pradeep Sati | 19-AUG-2026 2:55:16PM | H1155 : Raushan Kumar
Valves | Ball Valve |  | VAL150 | Ball Valve,2-way,1/2",SS,,Female-NPT,2 Piece,High Pressure,(0°C - 80°C) | 8481 | 9 | NOS | 391 | 0 | RAW | 18 | 0 | YES | YES |  | NO |  | 21-SEP-2025 10:29:18AM | [26 empty] | E1002 : Pradeep Sati | 02-MAY-2026 3:00:47PM | H1155 : Raushan Kumar
Valves | NRV |  | VAL151 | NRV,1",,Parthgenix Technologies,Female-BSP,,Air / Nitrogen,High Pressure,(0°C - 60°C) | 8481 | 7 | NOS | 1425 | 0 | RAW | 18 | 0 | YES | YES |  | NO |  | 21-SEP-2025 10:29:18AM | [26 empty] | E1002 : Pradeep Sati | 24-JUN-2026 3:26:28PM | H1155 : Raushan Kumar
Valves | Ball Valve |  | VAL152 | Ball Valve,2-way,1/4",Brass,Poline,Screwed Female,2 Piece,0 to 25 Barg,(-20°C - 180°C) | 8481 | 0 | NOS | 0 | 0 | RAW | 18 | 0 | YES | YES |  | NO |  | 30-SEP-2025 6:18:06PM | [26 empty] | E1002 : Pradeep Sati
Valves | Ball Valve |  | VAL153 | Ball Valve,2-way,3/8",Brass,Poline,Screwed Female,2 Piece,0 to 25 Barg,(-20°C - 180°C) | 8481 | 0 | NOS | 0 | 0 | RAW | 18 | 0 | YES | YES |  | NO |  | 30-SEP-2025 6:18:06PM | [26 empty] | E1002 : Pradeep Sati
Valves | Ball Valve |  | VAL154 | Ball Valve,2-way,1/2",Brass,Poline,Screwed Female,2 Piece,0 to 25 Barg,(-20°C - 180°C) | 8481 | 86 | NOS | 226.8 | 0 | RAW | 18 | 0 | YES | YES |  | NO |  | 30-SEP-2025 6:18:06PM | [26 empty] | E1002 : Pradeep Sati | 09-SEP-2026 4:58:36PM | H1155 : Raushan Kumar
Valves | Ball Valve |  | VAL155 | Ball Valve,2-way,3/4",Brass,Poline,Screwed Female,2 Piece,0 to 25 Barg,(-20°C - 180°C) | 8481 | 44 | NOS | 394.2 | 0 | RAW | 18 | 0 | YES | YES |  | NO |  | 30-SEP-2025 6:18:06PM | [26 empty] | E1002 : Pradeep Sati | 10-DEC-2025 10:03:40AM | H1155 : Raushan Kumar
Valves | Ball Valve |  | VAL156 | Ball Valve,2-way,1",Brass,Poline,Screwed Female,2 Piece,0 to 25 Barg,(-20°C - 180°C) | 8481 | 41 | NOS | 592.92 | 0 | RAW | 18 | 0 | YES | YES |  | NO |  | 30-SEP-2025 6:18:06PM | [26 empty] | E1002 : Pradeep Sati | 09-SEP-2026 4:58:36PM | H1155 : Raushan Kumar
Valves | PRV |  | VAL157 | PRV,Without Filter,3/4",,0-10 Barg,Aluminum,Janatics,,Air / Nitrogen / Oxygen,,(0°C - 60°C),Female-B | 8481 | 0 | NOS | 0 | 0 | RAW | 18 | 0 | YES | YES |  | NO |  | 07-OCT-2025 1:09:08PM | [26 empty] | E1002 : Pradeep Sati | 17-NOV-2025 4:18:16PM | E1002 : Pradeep Sati
Valves | Ball Valve |  | VAL158 | Ball Valve,2-Way,4",CS,L&T- L1RF1C-Body A216 Gr. WCB, Ball - A351 Gr. CF8M,CL 150 Flanged,Single Pie | 8481 | 0 | NOS | 36806 | 0 | RAW | 18 | 0 | YES | YES |  | NO |  | 07-OCT-2025 1:09:08PM | [26 empty] | E1002 : Pradeep Sati | 16-OCT-2025 11:49:14AM | H1155 : Raushan Kumar
Valves | Ball Valve |  | VAL159 | Ball Valve,2-Way,1/2",CS,L&T- L1FF1C-Body A216 Gr. WCB, Ball - A351 Gr. CF8M,CL 150 Flanged,Single P | 8481 | 0 | NOS | 3341 | 0 | RAW | 18 | 0 | YES | YES |  | NO |  | 08-OCT-2025 12:47:19PM | [26 empty] | E1002 : Pradeep Sati | 16-OCT-2025 11:56:27AM | H1155 : Raushan Kumar
Valves | Ball Valve |  | VAL16 | Ball Valve,2-way,1/4,SS,Atam,Female-BSP,2 Piece,0-70 Barg,0C - 80C | 8481 | 0 | NOS | 0 | 0 | RAW | 18 | 0 | YES | YES |  | NO |  | 11-APR-2025 6:14:00PM | [26 empty] | E1002 : Pradeep Sati | 18-APR-2025 12:56:15PM | E1002 : Pradeep Sati
Valves | NRV |  | VAL160 | NRV,1.5",Brass Alloy,GC-CIM-30- Spring Loaded,Female-NPT,,Air / Nitrogen,PN 20,(–10 to 110°C) | 8481 | 30 | NOS | 3099.96 | 0 | RAW | 18 | 0 | YES | YES |  | NO |  | 16-OCT-2025 5:28:04PM | [26 empty] | E1002 : Pradeep Sati | 01-AUG-2026 12:07:25PM | H1155 : Raushan Kumar
Valves | NRV |  | VAL161 | NRV,2",Brass Alloy,GC-CIM-30- Spring Loaded,Female-NPT,,Air / Nitrogen,PN 20,(–10 to 110°C) | 8481 | 10 | NOS | 4195.1 | 0 | RAW | 18 | 0 | YES | YES |  | NO |  | 16-OCT-2025 5:28:04PM | [26 empty] | E1002 : Pradeep Sati | 20-AUG-2026 2:00:56PM | H1155 : Raushan Kumar
Valves | Ball Valve |  | VAL162 | Ball Valve,2-Way,1/2",Brass,,Screwed-M/F,Single Piece,0-10 Barg,(0°C - 45°C) | 8481 | 0 | NOS | 0 | 0 | RAW | 18 | 0 | YES | YES |  | NO |  | 17-NOV-2025 4:17:01PM | [26 empty] | E1002 : Pradeep Sati
Valves | NRV |  | VAL163 | NRV,3/4",SS,Shree Ram Engg.,Female-BSP,,Air / Nitrogen,PN 20,(–10 to 110°C) | 8481 | 0 | NOS | 870 | 0 | RAW | 18 | 0 | YES | YES |  | NO |  | 17-NOV-2025 4:17:01PM | [26 empty] | E1002 : Pradeep Sati
Valves | NRV |  | VAL164 | NRV,2",SS-304,CF8,Female-BSP,,Air / Nitrogen,20 to 25 Barg,(–10 to 110°C) | 8481 | 0 | NOS | 1550 | 0 | RAW | 18 | 0 | YES | YES |  | NO |  | 17-NOV-2025 4:18:55PM | [26 empty] | E1002 : Pradeep Sati | 10-JAN-2026 11:27:06AM | H1155 : Raushan Kumar
Valves | Flow Control Valve |  | VAL165 | Flow Control Valve, 90o Connection,1/2" X 8 mm,Thread + Push,Polyurethane,Janatics,0-10 Barg, | 8481 | 0 | NOS | 0 | 0 | RAW | 18 | 0 | YES | YES |  | NO |  | 17-NOV-2025 4:18:55PM | [26 empty] | E1002 : Pradeep Sati | 29-DEC-2025 2:49:43PM | E1002 : Pradeep Sati
Valves | NRV |  | VAL166 | NRV,1/2",Brass,Cimberio-SKS 530-Spring Loaded,Female-BSP,,Air / Nitrogen,PN 20,(–10 to 110°C) | 8481 | 0 | NOS | 355 | 0 | RAW | 18 | 0 | YES | YES |  | NO |  | 16-DEC-2025 4:33:08PM | [26 empty] | E1002 : Pradeep Sati
Valves | NRV |  | VAL167 | NRV,3/4",Brass,Cimberio-SKS 530-Spring Loaded,Female-BSP,,Air / Nitrogen,PN 20,(–10 to 110°C) | 8481 | 0 | NOS | 0 | 0 | RAW | 18 | 0 | YES | YES |  | NO |  | 16-DEC-2025 4:33:08PM | [26 empty] | E1002 : Pradeep Sati
Valves | NRV |  | VAL168 | NRV,1",Brass,Cimberio-SKS 530-Spring Loaded,Female-BSP,,Air / Nitrogen,PN 20,(–10 to 110°C) | 8481 | 0 | MTR | 829 | 0 | RAW | 18 | 0 | YES | YES |  | NO |  | 16-DEC-2025 4:33:08PM | [26 empty] | E1002 : Pradeep Sati
Valves | Dome Valve |  | VAL169 | Dome Valve,3-way,3",Aluminum,,Female-BSP,Air / Nitrogen,O-Ring,0-10 Barg,(0°C - 60°C) | 8481 | 0 | NOS | 20800 | 0 | RAW | 18 | 0 | YES | YES |  | NO |  | 15-JAN-2026 5:12:11PM | [26 empty] | E1002 : Pradeep Sati | 09-FEB-2026 9:14:30AM | H1155 : Raushan Kumar
Valves | Ball Valve |  | VAL17 | Ball Valve,2-way,3/8,SS,Atam,Female-BSP, 2 Piece,0-70 Barg,0C - 80C | 8481 | 0 | NOS | 0 | 0 | RAW | 18 | 0 | YES | YES |  | NO |  | 11-APR-2025 6:14:00PM | [26 empty] | E1002 : Pradeep Sati | 18-APR-2025 12:55:56PM | E1002 : Pradeep Sati
Valves | NRV |  | VAL170 | NRV,3",CCS,Atam-AV-277,Flanged,,Air / Nitrogen,PN 40 (40 Barg),Up to 400°C | 8481 | 1 | NOS | 14170 | 0 | RAW | 18 | 0 | YES | YES |  | NO |  | 15-JAN-2026 5:12:11PM | [26 empty] | E1002 : Pradeep Sati | 23-JAN-2026 4:34:04PM | E1002 : Pradeep Sati
Valves | Dome Valve |  | VAL171 | Dome Valve,3-way,1.5",Aluminum,,Female-BSP,Air / Nitrogen,O-Ring,0-10 Barg,(0°C - 60°C) | 8481 | 1 | NOS | 6800 | 0 | RAW | 18 | 0 | YES | YES |  | NO |  | 23-JAN-2026 4:33:24PM | [26 empty] | E1002 : Pradeep Sati | 05-AUG-2026 11:26:44AM | H1155 : Raushan Kumar
Valves | NRV |  | VAL172 | NRV,3",ASTM A216 Gr. WCB,L&T-Class-150 (CA. 513-8 / LN1F-8),Flanged,,Air / Nitrogen,0-10 Barg,(–29 t | 8481 | 0 | NOS | 35806 | 0 | RAW | 18 | 0 | YES | YES |  | NO |  | 02-FEB-2026 12:39:38PM | [26 empty] | E1002 : Pradeep Sati
Valves | PRV |  | VAL173 | PRV,Single Stage with 2 No Pressure Gauges,1 Side Thread and 1 Side Pipe Connection,,,Brass,Holter,, | 8481 | 0 | NOS | 2500 | 0 | RAW | 18 | 0 | YES | YES |  | NO |  | 10-FEB-2026 5:05:21PM | [26 empty] | E1002 : Pradeep Sati
Valves | NRV |  | VAL174 | NRV,1",CS,SR Engg. - CV-1 (70242458),Screwed-F (NPT),,Air / Nitrogen,1000 PSI,(–29 to 200°C) | 8481 | 0 | NOS | 7046.28 | 0 | RAW | 18 | 0 | YES | YES |  | NO |  | 03-APR-2026 4:32:34PM | [26 empty] | E1002 : Pradeep Sati | 09-APR-2026 3:29:48PM | H1155 : Raushan Kumar
Valves | Ball Valve |  | VAL175 | Ball Valve,2-Way,1",SS Alloy,,Screwed-F,Single Piece,500 PSI,(-20°C - 200°C) | 8481 | 0 | NOS | 0 | 0 | RAW | 18 | 0 | YES | YES |  | NO |  | 03-APR-2026 4:32:34PM | [26 empty] | E1002 : Pradeep Sati
Valves | Ball Valve |  | VAL176 | Ball Valve,2-Way,1",SS-304,Sunder,Screwed-F,2 Peace,0-50 Barg,(-20°C - 200°C) | 8481 | 0 | NOS | 550 | 0 | RAW | 18 | 0 | YES | YES |  | NO |  | 07-APR-2026 11:16:56AM | [26 empty] | E1002 : Pradeep Sati | 08-APR-2026 4:40:57PM | H1155 : Raushan Kumar
Valves | NRV |  | VAL177 | NRV,1.5",SS Allow,,Screwed-F,,Air / Nitrogen,High Pressure - 3000 PSI,(–29 to 200°C) | 8481 | 0 | NOS | 0 | 0 | RAW | 18 | 0 | YES | YES |  | NO |  | 09-APR-2026 2:49:49PM | [26 empty] | E1002 : Pradeep Sati
Valves | Ball Valve |  | VAL178 | Ball Valve,2-way,2.5",SS,Atam,Female-BSP,2 Piece,0-70 Barg,(0°C - 80°C) | 8481 | 7 | NOS | 4757 | 0 | RAW | 18 | 0 | YES | YES |  | NO |  | 09-APR-2026 2:51:52PM | [26 empty] | E1002 : Pradeep Sati | 11-AUG-2026 12:23:47PM | H1155 : Raushan Kumar
Valves | NRV |  | VAL179 | NRV,2.5",SS-304-Flapper Type,,Female-BSP,,Air / Nitrogen,0-10 Barg,(0°C - 55°C) | 8481 | 0 | NOS | 0 | 0 | RAW | 18 | 0 | YES | YES |  | NO |  | 28-MAY-2026 5:06:34PM | [26 empty] | E1002 : Pradeep Sati
Valves | Ball Valve |  | VAL18 | Ball Valve,2-way,1/2,SS,Atam,Female-BSP,2 Piece,0-70 Barg,0C - 80C | 8481 | 4 | NOS | 372 | 0 | RAW | 18 | 0 | YES | YES |  | NO |  | 11-APR-2025 6:14:00PM | [26 empty] | E1002 : Pradeep Sati | 13-APR-2026 3:46:29PM | H1155 : Raushan Kumar
Valves | NRV |  | VAL180 | NRV,1.1/4 ",Brass Alloy,GC-CIM-30- Spring Loaded,Female-NPT,,Air / Nitrogen,PN 20,(–10 to 110°C) | 8481 | 8 | NOS | 2938 | 0 | RAW | 18 | 0 | YES | YES |  | NO |  | 10-AUG-2026 2:20:00PM | [26 empty] | E1002 : Pradeep Sati | 12-AUG-2026 2:02:35PM | H1155 : Raushan Kumar
Valves | Ball Valve |  | VAL19 | Ball Valve,2-way,3/4,SS,Atam,Female-BSP,2 Piece,0-70 Barg,0C - 80C | 8481 | 0 | NOS | 0 | 0 | RAW | 18 | 0 | YES | YES |  | NO |  | 11-APR-2025 6:14:00PM | [26 empty] | E1002 : Pradeep Sati | 18-APR-2025 12:57:11PM | E1002 : Pradeep Sati
Valves | Angle Valve |  | VAL2 | Angle valve,3/4",Rotex-AV20050V01-F4-P2-6G,SS-304,Female-BSP,Pneumatic-Double Acting,Namur,Air / Nit | 8481 | 2 | NOS | 3930 | 0 | RAW | 18 | 0 | YES | YES |  | NO |  | 11-APR-2025 6:14:00PM | [26 empty] | E1002 : Pradeep Sati | 18-AUG-2026 11:04:15AM | H1155 : Raushan Kumar
Valves | Ball Valve |  | VAL20 | Ball Valve,2-way,1,SS,Atam,Female-BSP,2 Piece,0-70 Barg,0C - 80C | 8481 | 4 | NOS | 1250 | 0 | RAW | 18 | 0 | YES | YES |  | NO |  | 11-APR-2025 6:14:00PM | [26 empty] | E1002 : Pradeep Sati | 17-NOV-2025 5:52:34PM | E1002 : Pradeep Sati
Valves | Dome Valve |  | VAL21 | Dome Valve,3-way,1/2",Aluminum,,Female-BSP,Air / Nitrogen,O-Ring,0-10 Barg,Female-BSP,(0°C - 60°C) | 8481 | 3 | NOS | 2850 | 0 | RAW | 18 | 0 | YES | YES |  | NO |  | 11-APR-2025 6:14:00PM | [26 empty] | E1002 : Pradeep Sati | 03-SEP-2026 12:00:57PM | H1155 : Raushan Kumar
Valves | Dome Valve |  | VAL22 | Dome Valve,3-way,3/4",Aluminum,,Female-BSP,Air / Nitrogen,O-Ring,0-10 Barg,Female-BSP,(0°C - 60°C) | 8481 | 0 | NOS | 0 | 0 | RAW | 18 | 0 | YES | YES |  | NO |  | 11-APR-2025 6:14:00PM | [26 empty] | E1002 : Pradeep Sati
Valves | Dome Valve |  | VAL23 | Dome Valve,3-way,1",Aluminum,,Female-BSP,Air / Nitrogen,O-Ring,0-10 Barg,Female-BSP,(0°C - 60°C) | 8481 | 1 | NOS | 1 | 0 | RAW | 18 | 0 | YES | YES |  | NO |  | 11-APR-2025 6:14:00PM | [26 empty] | E1002 : Pradeep Sati | 09-SEP-2026 4:58:37PM | H1155 : Raushan Kumar
Valves | Dome Valve |  | VAL24 | Dome valve-O2,3-way,1/2",Aluminum,,Female-BSP,Oxygen,Teflon,0-10 Barg,Female-BSP,(0°C - 60°C) | 8481 | 0 | NOS | 0 | 0 | RAW | 18 | 0 | YES | YES |  | NO |  | 11-APR-2025 6:14:00PM | [26 empty] | E1002 : Pradeep Sati
Valves | Dome Valve |  | VAL25 | Dome valve-O2,3-way,3/4",Aluminum,,Female-BSP,Oxygen,Teflon,0-10 Barg,Female-BSP,(0°C - 60°C) | 8481 | 0 | NOS | 0 | 0 | RAW | 18 | 0 | YES | YES |  | NO |  | 11-APR-2025 6:14:00PM | [26 empty] | E1002 : Pradeep Sati
Valves | Dome Valve |  | VAL26 | Dome valve-O2,3-way,1",Aluminum,,Female-BSP,Oxygen,Teflon,0-10 Barg,Female-BSP,(0°C - 60°C) | 8481 | 0 | NOS | 0 | 0 | RAW | 18 | 0 | YES | YES |  | NO |  | 11-APR-2025 6:14:00PM | [26 empty] | E1002 : Pradeep Sati
Valves | Y-Strainer With Ball Valve |  | VAL27 | Y-Strainer With Ball Valve,2-way,1/2",Brass,,Female-PT,2 Piece,SS,0-10 Barg,(0°C - 60°C) | 8481 | 0 | NOS | 756 | 0 | RAW | 18 | 0 | YES | YES |  | NO |  | 11-APR-2025 6:14:00PM | [26 empty] | E1002 : Pradeep Sati | 01-SEP-2026 3:46:01PM | H1155 : Raushan Kumar
Valves | Solenoid valve |  | VAL28 | Solenoid valve,Namur,(5 / 2),1/4",Aluminum,24 V DC,Rotex-51424,NBR,,2-10 Barg,(0°C - 60°C) | 8481 | 0 | NOS | 3050 | 0 | RAW | 18 | 0 | YES | YES |  | NO |  | 11-APR-2025 6:14:00PM | [26 empty] | E1002 : Pradeep Sati | 07-SEP-2026 4:58:03PM | H1155 : Raushan Kumar
Valves | Solenoid valve |  | VAL29 | Solenoid valve,Namur,(3 / 2),1/4",Aluminum,24 V DC,Rotex,NBR,,2-10 Barg,(0°C - 60°C) | 8481 | 0 | NOS | 0 | 0 | RAW | 18 | 0 | YES | YES |  | NO |  | 11-APR-2025 6:14:00PM | [26 empty] | E1002 : Pradeep Sati
Valves | Angle Valve |  | VAL3 | Angle valve,1",Rotex-AV25050V01-F4-P2-8G-B13,SS-304,Female-BSP,Pneumatic-Double Acting,Namur,Air / N | 8481 | 0 | NOS | 4250 | 19000 | RAW | 18 | 0 | YES | YES |  | NO |  | 11-APR-2025 6:14:00PM | [26 empty] | E1002 : Pradeep Sati | 01-SEP-2026 3:45:55PM | H1155 : Raushan Kumar
Valves | Solenoid valve |  | VAL30 | Solenoid valve,Namur,2 Way,1/4",Aluminum,24 V DC,Rotex,NBR,,2-10 Barg,(0°C - 60°C) | 8481 | 0 | NOS | 0 | 0 | RAW | 18 | 0 | YES | YES |  | NO |  | 11-APR-2025 6:14:00PM | [26 empty] | E1002 : Pradeep Sati
Valves | Solenoid valve |  | VAL31 | Solenoid valve,Namur,(5 / 2),1/4",Aluminum,230 V AC,Rotex-51424,NBR,,2-10 Barg,(0°C - 60°C) | 8481 | 0 | NOS | 0 | 0 | RAW | 18 | 0 | YES | YES |  | NO |  | 11-APR-2025 6:14:00PM | [26 empty] | E1002 : Pradeep Sati
Valves | Solenoid valve |  | VAL32 | Solenoid valve,Namur,(3 / 2),1/4",Aluminum,230 V AC,Rotex,NBR,,2-10 Barg,(0°C - 60°C) | 8481 | 0 | NOS | 0 | 0 | RAW | 18 | 0 | YES | YES |  | NO |  | 11-APR-2025 6:14:00PM | [26 empty] | E1002 : Pradeep Sati
Valves | Solenoid valve |  | VAL33 | Solenoid valve,Namur,2 Way,1/4",Aluminum,230 V AC,Rotex,NBR,,2-10 Barg,(0°C - 60°C) | 8481 | 0 | NOS | 0 | 0 | RAW | 18 | 0 | YES | YES |  | NO |  | 11-APR-2025 6:14:00PM | [26 empty] | E1002 : Pradeep Sati
Valves | Solenoid valve |  | VAL34 | Solenoid valve,Namur,2 way,1/4",Aluminum,24 V DC,Janatics,NBR,,0-10 Barg,(0°C - 70°C) | 8481 | 0 | NOS | 0 | 0 | RAW | 18 | 0 | YES | YES |  | NO |  | 11-APR-2025 6:14:00PM | [26 empty] | E1002 : Pradeep Sati
Valves | Solenoid valve |  | VAL35 | Solenoid valve,Non Namur,,1/4",Aluminum,24 V DC,Rotex,NBR,,2-10 Barg,(0°C - 60°C) | 8481 | 0 | NOS | 0 | 0 | RAW | 18 | 0 | YES | YES |  | NO |  | 11-APR-2025 6:14:00PM | [26 empty] | E1002 : Pradeep Sati
Valves | Solenoid valve |  | VAL36 | Solenoid valve,Non Namur,,1/4",Aluminum,230 V AC,Rotex,NBR,,2-10 Barg,(0°C - 60°C) | 8481 | 1 | NOS | 0 | 0 | RAW | 18 | 0 | YES | YES |  | NO |  | 11-APR-2025 6:14:00PM | [26 empty] | E1002 : Pradeep Sati | 17-NOV-2025 5:52:34PM | E1002 : Pradeep Sati
Valves | Solenoid valve |  | VAL37 | Solenoid valve,Direct Acting,,1/4",Aluminum,230 V AC,Rotex,NBR,NC,0-10 Barg,(-30°C - 75°C) | 8481 | 1 | NOS | 0 | 0 | RAW | 18 | 0 | YES | YES |  | NO |  | 11-APR-2025 6:14:00PM | [26 empty] | E1002 : Pradeep Sati | 17-NOV-2025 5:52:34PM | E1002 : Pradeep Sati
Valves | Solenoid valve |  | VAL38 | Solenoid valve,Direct Acting,,1/2",Aluminum,230 V AC,Rotex,NBR,NC,0-10 Barg,(-30°C - 75°C) | 8481 | 0 | NOS | 0 | 0 | RAW | 18 | 0 | YES | YES |  | NO |  | 11-APR-2025 6:14:00PM | [26 empty] | E1002 : Pradeep Sati
Valves | Solenoid valve |  | VAL39 | Solenoid valve,Direct Acting,,1/4",Aluminum,24 V DC,Rotex,NBR,NC,0-10 Barg,(-30°C - 75°C) | 8481 | 0 | NOS | 2890 | 0 | RAW | 18 | 0 | YES | YES |  | NO |  | 11-APR-2025 6:14:00PM | [26 empty] | E1002 : Pradeep Sati
Valves | Angle Valve |  | VAL4 | Angle valve,1.5",Rotex-AV40090V02-F4-P2-12G,SS-304,Female-BSP,Pneumatic-Double Acting,Namur,Air / Ni | 8481 | 29 | NOS | 7315 | 0 | RAW | 18 | 0 | YES | YES |  | NO |  | 11-APR-2025 6:14:00PM | [26 empty] | E1002 : Pradeep Sati | 03-SEP-2026 10:53:07AM | H1155 : Raushan Kumar
Valves | Solenoid valve |  | VAL40 | Solenoid valve,Direct Acting,,1/2",Aluminum,24 V DC,Rotex,NBR,NC,0-10 Barg,(-30°C - 75°C) | 8481 | 0 | NOS | 0 | 0 | RAW | 18 | 0 | YES | YES |  | NO |  | 11-APR-2025 6:14:00PM | [26 empty] | E1002 : Pradeep Sati
Valves | Solenoid valve |  | VAL41 | Solenoid valve,Direct Acting,,1/2",,24 V DC,U Flow,NBR,NC,0-10 Barg,(-30°C - 75°C) | 8481 | 9 | NOS | 0 | 0 | RAW | 18 | 0 | YES | YES |  | NO |  | 11-APR-2025 6:14:00PM | [26 empty] | E1002 : Pradeep Sati | 21-MAY-2026 10:51:02AM | H1155 : Raushan Kumar
Valves | Solenoid valve |  | VAL42 | Solenoid valve,Direct Acting,,1",,24 V DC,U- Flow,NBR,NC,0-10 Barg,(-30°C - 75°C) | 8481 | 0 | NOS | 1150 | 0 | RAW | 18 | 0 | YES | YES |  | NO |  | 11-APR-2025 6:14:00PM | [26 empty] | E1002 : Pradeep Sati | 05-JUN-2025 5:03:31PM | E1002 : Pradeep Sati
Valves | Solenoid valve |  | VAL43 | Solenoid valve,Direct Acting,,1/2",,230 V AC,U Flow,NBR,NC,0-10 Barg,(0°C - 70°C) | 8481 | 0 | NOS | 0 | 0 | RAW | 18 | 0 | YES | YES |  | NO |  | 11-APR-2025 6:14:00PM | [26 empty] | E1002 : Pradeep Sati
Valves | Solenoid valve |  | VAL44 | Solenoid valve,Direct Acting,,1",,230 V AC,U- Flow,NBR,NC,0-10 Barg,(0°C - 70°C) | 8481 | 0 | NOS | 0 | 0 | RAW | 18 | 0 | YES | YES |  | NO |  | 11-APR-2025 6:14:00PM | [26 empty] | E1002 : Pradeep Sati
Valves | Solenoid valve |  | VAL45 | Solenoid valve,Direct Acting,,1/4",Aluminum,230 V AC,Rotex,NBR,NO,0-10 Barg,(-30°C - 75°C) | 8481 | 0 | NOS | 0 | 0 | RAW | 18 | 0 | YES | YES |  | NO |  | 11-APR-2025 6:14:00PM | [26 empty] | E1002 : Pradeep Sati
Valves | Solenoid valve |  | VAL46 | Solenoid valve,Direct Acting,,1/2",Aluminum,230 V AC,Rotex,NBR,NO,0-10 Barg,(-30°C - 75°C) | 8481 | 0 | NOS | 0 | 0 | RAW | 18 | 0 | YES | YES |  | NO |  | 11-APR-2025 6:14:00PM | [26 empty] | E1002 : Pradeep Sati
Valves | Solenoid valve |  | VAL47 | Solenoid valve,Direct Acting,,1/4",Aluminum,24 V DC,Rotex,NBR,NO,0-10 Barg,(-30°C - 75°C) | 8481 | 0 | NOS | 0 | 0 | RAW | 18 | 0 | YES | YES |  | NO |  | 11-APR-2025 6:14:00PM | [26 empty] | E1002 : Pradeep Sati
Valves | Solenoid valve |  | VAL48 | Solenoid valve,Direct Acting,,1/2",Aluminum,24 V DC,Rotex,NBR,NO,0-10 Barg,(-30°C - 75°C) | 8481 | 0 | NOS | 0 | 0 | RAW | 18 | 0 | YES | YES |  | NO |  | 11-APR-2025 6:14:00PM | [26 empty] | E1002 : Pradeep Sati
Valves | Solenoid valve |  | VAL49 | Solenoid valve,Direct Acting,,1/2",,24 V DC,U Flow,NBR,NO,0-10 Barg,(-30°C - 75°C) | 8481 | 0 | NOS | 0 | 0 | RAW | 18 | 0 | YES | YES |  | NO |  | 11-APR-2025 6:14:00PM | [26 empty] | E1002 : Pradeep Sati
Valves | Angle Valve |  | VAL5 | Angle valve,2",Rotex-AV40090V02-F4-P2-16G,SS-304,Female-BSP,Pneumatic-Double Acting,Namur,Air / Nitr | 8481 | 3 | NOS | 0 | 0 | RAW | 18 | 0 | YES | YES |  | NO |  | 11-APR-2025 6:14:00PM | [26 empty] | E1002 : Pradeep Sati | 01-AUG-2026 12:02:54PM | H1155 : Raushan Kumar
Valves | Solenoid valve |  | VAL50 | Solenoid valve,Direct Acting,,1",,24 V DC,U- Flow,NBR,NO,0-10 Barg,(-30°C - 75°C) | 8481 | 0 | NOS | 0 | 0 | RAW | 18 | 0 | YES | YES |  | NO |  | 11-APR-2025 6:14:00PM | [26 empty] | E1002 : Pradeep Sati
Valves | Solenoid valve |  | VAL51 | Solenoid valve,Direct Acting,,1/2",,230 V AC,U Flow,NBR,NO,0-10 Barg,(0°C - 70°C) | 8481 | 0 | NOS | 0 | 0 | RAW | 18 | 0 | YES | YES |  | NO |  | 11-APR-2025 6:14:00PM | [26 empty] | E1002 : Pradeep Sati
Valves | Solenoid valve |  | VAL52 | Solenoid valve,Direct Acting,,1",,230 V AC,U- Flow,NBR,NO,0-10 Barg,(0°C - 70°C) | 8481 | 0 | NOS | 0 | 0 | RAW | 18 | 0 | YES | YES |  | NO |  | 11-APR-2025 6:14:00PM | [26 empty] | E1002 : Pradeep Sati
Valves | Actuator |  | VAL53 | Actuator,Rack & Pinion,Neles-RNP-50,Hard Anodized Aluminum,Pneumatic-Double Acting,0-8 Barg,(-20°C - | 8481 | 0 | NOS | 0 | 0 | RAW | 18 | 0 | YES | YES |  | NO |  | 11-APR-2025 6:14:00PM | [26 empty] | E1002 : Pradeep Sati | 05-JUN-2025 5:03:22PM | E1002 : Pradeep Sati
Valves | Actuator |  | VAL54 | Actuator,Rack & Pinion,Neles-RNP-40,Hard Anodized Aluminum,Pneumatic-Double Acting,0-8 Barg,(-20°C - | 8481 | 0 | NOS | 0 | 0 | RAW | 18 | 0 | YES | YES |  | NO |  | 11-APR-2025 6:14:00PM | [26 empty] | E1002 : Pradeep Sati | 05-JUN-2025 5:03:12PM | E1002 : Pradeep Sati
Valves | Actuator |  | VAL55 | Actuator,Rack & Pinion,Neles-RNP-40,Hard Anodized Aluminum,Pneumatic-Double Acting,0-8 Barg,(-20°C - | 8481 | 0 | NOS | 0 | 0 | RAW | 18 | 0 | YES | YES |  | NO |  | 11-APR-2025 6:14:00PM | [26 empty] | E1002 : Pradeep Sati | 05-JUN-2025 5:03:18PM | E1002 : Pradeep Sati
Valves | PRV |  | VAL56 | PRV,,1/2",4-10 Barg,0-18 Barg,SS,Aira-WGP,NBR,Air / Nitrogen,,Up to 85°C,Female-BSP | 8481 | 17 | NOS | 2865 | 0 | RAW | 18 | 0 | YES | YES |  | NO |  | 11-APR-2025 6:14:00PM | [26 empty] | E1002 : Pradeep Sati | 07-AUG-2026 10:31:18AM | H1155 : Raushan Kumar
Valves | PRV |  | VAL57 | PRV,,3/4",4-10 Barg,0-18 Barg,SS,Aira-WGP,NBR,Air / Nitrogen,,Up to 85°C,Female-BSP | 8481 | 15 | NOS | 0 | 0 | RAW | 18 | 0 | YES | YES |  | NO |  | 11-APR-2025 6:14:00PM | [26 empty] | E1002 : Pradeep Sati | 05-DEC-2025 3:22:16PM | H1155 : Raushan Kumar
Valves | PRV |  | VAL58 | PRV,,1",4-10 Barg,0-18 Barg,SS,Aira-WGP,NBR,Air / Nitrogen,,Up to 85°C,Female-BSP | 8481 | 0 | NOS | 3035 | 0 | RAW | 18 | 0 | YES | YES |  | NO |  | 11-APR-2025 6:14:00PM | [26 empty] | E1002 : Pradeep Sati | 14-MAY-2026 2:48:51PM | H1155 : Raushan Kumar
Valves | PRV |  | VAL59 | PRV,,1.25",4-10 Barg,0-18 Barg,SS,Aira-WGP,NBR,Air / Nitrogen,,Up to 85°C,Female-BSP | 8481 | 0 | NOS | 0 | 0 | RAW | 18 | 0 | YES | YES |  | NO |  | 11-APR-2025 6:14:00PM | [26 empty] | E1002 : Pradeep Sati | 18-JUN-2025 2:33:34PM | E1002 : Pradeep Sati
Valves-Bulk | Needle Valve |  | VAL6 | Needle Valve,1/4",Hitech,SS,Female-PT,Straight,414 Barg,(-53°C - 315°C) | 8481 | 10 | NOS | 475 | 0 | RAW | 18 | 0 | YES | YES |  | NO |  | 11-APR-2025 6:14:00PM | [26 empty] | E1002 : Pradeep Sati | 09-SEP-2026 4:58:37PM | H1155 : Raushan Kumar
Valves | PRV |  | VAL60 | PRV,,1.5",4-10 Barg,0-18 Barg,SS,Aira-WGP,NBR,Air / Nitrogen,,Up to 85°C,Female-BSP | 8481 | 10 | NOS | 7455 | 0 | RAW | 18 | 0 | YES | YES |  | NO |  | 11-APR-2025 6:14:00PM | [26 empty] | E1002 : Pradeep Sati | 09-SEP-2026 4:58:37PM | H1155 : Raushan Kumar
Valves | PRV |  | VAL61 | PRV,,2",4-10 Barg,0-18 Barg,SS,Aira-WGP,NBR,Air / Nitrogen,,Up to 85°C,Female-BSP | 8481 | 9 | NOS | 8291 | 0 | RAW | 18 | 0 | YES | YES |  | NO |  | 11-APR-2025 6:14:00PM | [26 empty] | E1002 : Pradeep Sati | 05-AUG-2026 11:26:45AM | H1155 : Raushan Kumar
Valves | PRV |  | VAL62 | PRV,,1/2",1-8 Barg,0-50 Barg,SS,Rotarex-DC 50 8 N EPDM L 1,,Air / Nitrogen,25 Nm3/HR,(0°C - 45°C),Fe | 8481 | 0 | NOS | 0 | 0 | RAW | 18 | 0 | YES | YES |  | NO |  | 11-APR-2025 6:14:00PM | [26 empty] | E1002 : Pradeep Sati | 14-APR-2026 2:00:39PM | E1002 : Pradeep Sati
Valves | PRV |  | VAL63 | PRV,,1/4",(-1 to 2) Barg,0-200 Barg,SS,Rotarex-DETSCI280R4 N N 1,,Air / Nitrogen,2 Nm3/HR,(0°C - 45° | 8481 | 0 | NOS | 0 | 0 | RAW | 18 | 0 | YES | YES |  | NO |  | 11-APR-2025 6:14:00PM | [26 empty] | E1002 : Pradeep Sati | 14-APR-2026 2:00:40PM | E1002 : Pradeep Sati
Valves | PRV |  | VAL64 | PRV,,1/4",(-1 to 2) Barg,0-200 Barg,SS,Rotarex-SL 800 16 N EPDM 1,,Air / Nitrogen,25 Nm3/HR,(0°C - 4 | 8481 | 0 | NOS | 0 | 0 | RAW | 18 | 0 | YES | YES |  | NO |  | 11-APR-2025 6:14:00PM | [26 empty] | E1002 : Pradeep Sati | 14-APR-2026 2:00:40PM | E1002 : Pradeep Sati
Valves | PRV |  | VAL65 | PRV,Without Filter,1/4",,0-10 Barg,Aluminum,Janatics-FRC136134,,Air / Nitrogen / Oxygen,,(0°C - 60°C | 8481 | 15 | NOS | 1100 | 0 | RAW | 18 | 0 | YES | YES |  | NO |  | 11-APR-2025 6:14:00PM | [26 empty] | E1002 : Pradeep Sati | 09-SEP-2026 4:58:38PM | H1155 : Raushan Kumar
Valves | PRV |  | VAL66 | PRV,With Filter,1/2",,0-10 Barg,Aluminum,Janatics,,Air / Nitrogen / Oxygen,,(0°C - 60°C),Female-BSP | 8481 | 134 | NOS | 1 | 0 | RAW | 18 | 0 | YES | YES |  | NO |  | 11-APR-2025 6:14:00PM | [26 empty] | E1002 : Pradeep Sati | 09-SEP-2026 4:58:38PM | H1155 : Raushan Kumar
Valves | PRV |  | VAL67 | PRV,With Filter,3/4",,0-10 Barg,Aluminum,Janatics,,Air / Nitrogen / Oxygen,,(0°C - 60°C),Female-BSP | 8481 | 2 | NOS | 0 | 0 | RAW | 18 | 0 | YES | YES |  | NO |  | 11-APR-2025 6:14:00PM | [26 empty] | E1002 : Pradeep Sati | 17-NOV-2025 5:52:34PM | E1002 : Pradeep Sati
Valves | PRV |  | VAL68 | PRV,Without Filter,1/4",,0-10 Barg,Aluminum,Janatics,,Air / Nitrogen / Oxygen,,(0°C - 60°C),Female-B | 8481 | 0 | NOS | 0 | 0 | RAW | 18 | 0 | YES | YES |  | NO |  | 11-APR-2025 6:14:00PM | [26 empty] | E1002 : Pradeep Sati | 18-JUN-2025 2:33:34PM | E1002 : Pradeep Sati
Valves | Flow Control Valve |  | VAL69 | Flow Control Valve,Straight Connection,8 mm,Push,Polyurethane,Janatics-GR0110808,0-10 Barg, | 8481 | 7 | NOS | 450 | 0 | RAW | 18 | 0 | YES | YES |  | NO |  | 11-APR-2025 6:14:00PM | [26 empty] | E1002 : Pradeep Sati | 09-SEP-2026 4:58:37PM | H1155 : Raushan Kumar
Valves-Bulk | Needle Valve |  | VAL7 | Needle Valve,3/8",Hitech,SS,Female-PT,Straight,207 Barg,(-53°C - 315°C) | 8481 | 0 | NOS | 0 | 0 | RAW | 18 | 0 | YES | YES |  | NO |  | 11-APR-2025 6:14:00PM | [26 empty] | E1002 : Pradeep Sati | 09-JUN-2025 12:39:53AM | E1002 : Pradeep Sati
Valves | PRV |  | VAL70 | PRV-O2,1/2",0.5-10 Kg/cm2,SS,Aira-WGP,Teflon,Oxygen,,0-18 Kg/cm2,(0°C - 150°C),Female-BSP | 8481 | 0 | NOS | 2865 | 0 | RAW | 18 | 0 | YES | YES |  | NO |  | 11-APR-2025 6:14:00PM | [26 empty] | E1002 : Pradeep Sati | 24-JUN-2025 6:17:38PM | H1155 : Raushan Kumar
Valves | PRV |  | VAL71 | PRV-O2,3/4",0.5-10 Kg/cm2,SS,Aira-WGP,Teflon,Oxygen,,0-18 Kg/cm2,(0°C - 150°C),Female-BSP | 8481 | 0 | NOS | 0 | 0 | RAW | 18 | 0 | YES | YES |  | NO |  | 11-APR-2025 6:14:00PM | [26 empty] | E1002 : Pradeep Sati
Valves | PRV |  | VAL72 | PRV-O2,1",0.5-10 Kg/cm2,SS,Aira-WGP,Teflon,Oxygen,,0-18 Kg/cm2,(0°C - 150°C),Female-BSP | 8481 | 4 | NOS | 2990 | 0 | RAW | 18 | 0 | YES | YES |  | NO |  | 11-APR-2025 6:14:00PM | [26 empty] | E1002 : Pradeep Sati | 18-JUL-2026 1:01:56PM | H1155 : Raushan Kumar
Valves | PRV |  | VAL73 | PRV-O2,1.25",0.5-10 Kg/cm2,SS,Aira-WGP,Teflon,Oxygen,,0-18 Kg/cm2,(0°C - 150°C),Female-BSP | 8481 | 0 | NOS | 0 | 0 | RAW | 18 | 0 | YES | YES |  | NO |  | 11-APR-2025 6:14:00PM | [26 empty] | E1002 : Pradeep Sati
Valves | PRV |  | VAL74 | PRV-O2,1.5",0.5-10 Kg/cm2,SS,Aira-WGP,Teflon,Oxygen,,0-18 Kg/cm2,(0°C - 150°C),Female-BSP | 8481 | 0 | NOS | 0 | 0 | RAW | 18 | 0 | YES | YES |  | NO |  | 11-APR-2025 6:14:00PM | [26 empty] | E1002 : Pradeep Sati
Valves | PRV |  | VAL75 | PRV-O2,2",0.5-10 Kg/cm2,SS,Aira-WGP,Teflon,Oxygen,,0-18 Kg/cm2,(0°C - 150°C),Female-BSP | 8481 | 0 | NOS | 0 | 0 | RAW | 18 | 0 | YES | YES |  | NO |  | 11-APR-2025 6:14:00PM | [26 empty] | E1002 : Pradeep Sati
Valves | PRV |  | VAL76 | PRV-O2,2.5",0.5-10 Kg/cm2,SS,Aira-WGP,Teflon,Oxygen,,0-18 Kg/cm2,(0°C - 150°C),Female-BSP | 8481 | 0 | NOS | 0 | 0 | RAW | 18 | 0 | YES | YES |  | NO |  | 11-APR-2025 6:14:00PM | [26 empty] | E1002 : Pradeep Sati
Valves | PRV |  | VAL77 | PRV-O2,3",0.5-10 Kg/cm2,SS,Aira-WGP,Teflon,Oxygen,,0-18 Kg/cm3,(0°C - 150°C),Female-BSP | 8481 | 0 | NOS | 0 | 0 | RAW | 18 | 0 | YES | YES |  | NO |  | 11-APR-2025 6:14:00PM | [26 empty] | E1002 : Pradeep Sati
Valves | PRV |  | VAL78 | PRV-O2,4",0.5-10 Kg/cm2,SS,Aira-WGP,Teflon,Oxygen,,0-18 Kg/cm4,(0°C - 150°C),Female-BSP | 8481 | 0 | NOS | 0 | 0 | RAW | 18 | 0 | YES | YES |  | NO |  | 11-APR-2025 6:14:00PM | [26 empty] | E1002 : Pradeep Sati
Valves | PHV |  | VAL79 | PHV,1/2",0.5-10 Barg,0-21 Barg,SS,Aira-PLS,Viton,Air / Nitrogen,,0-21 Barg,(0°C - 170°C),M/F-BSP | 8481 | 0 | NOS | 1958 | 0 | RAW | 18 | 0 | YES | YES |  | NO |  | 11-APR-2025 6:14:00PM | [26 empty] | E1002 : Pradeep Sati | 11-AUG-2025 4:39:31PM | H1155 : Raushan Kumar
Valves-Bulk | Needle Valve |  | VAL8 | Needle Valve,1/2",Hitech,SS,Female-PT,Straight,207 Barg,(-53°C - 315°C) | 8481 | 5 | NOS | 675 | 0 | RAW | 18 | 0 | YES | YES |  | NO |  | 11-APR-2025 6:14:00PM | [26 empty] | E1002 : Pradeep Sati | 13-APR-2026 5:17:36PM | H1155 : Raushan Kumar
Valves | PHV |  | VAL80 | PHV,3/4",0.5-10 Barg,0-21 Barg,SS,Aira-PLS,Viton,Air / Nitrogen,,0-21 Barg,(0°C - 170°C),M/F-BSP | 8481 | 18 | NOS | 0 | 0 | RAW | 18 | 0 | YES | YES |  | NO |  | 11-APR-2025 6:14:00PM | [26 empty] | E1002 : Pradeep Sati | 17-AUG-2026 4:53:55PM | H1155 : Raushan Kumar
Valves | PHV |  | VAL81 | PHV,1",0.5-10 Barg,0-21 Barg,SS,Aira-PLS,Viton,Air / Nitrogen,,0-21 Barg,(0°C - 170°C),M/F-BSP | 8481 | 5 | NOS | 4894 | 0 | RAW | 18 | 0 | YES | YES |  | NO |  | 11-APR-2025 6:14:00PM | [26 empty] | E1002 : Pradeep Sati | 09-SEP-2026 4:58:38PM | H1155 : Raushan Kumar
Valves | PHV |  | VAL82 | PHV,1.25",0.5-10 Barg,0-21 Barg,SS,Aira-PLS,Viton,Air / Nitrogen,,0-21 Barg,(0°C - 170°C),M/F-BSP | 8481 | 0 | NOS | 0 | 0 | RAW | 18 | 0 | YES | YES |  | NO |  | 11-APR-2025 6:14:00PM | [26 empty] | E1002 : Pradeep Sati
Valves | PHV |  | VAL83 | PHV,1.5",0.5-10 Barg,0-21 Barg,SS,Aira-PLS,Viton,Air / Nitrogen,,0-21 Barg,(0°C - 170°C),M/F-BSP | 8481 | 0 | NOS | 0 | 0 | RAW | 18 | 0 | YES | YES |  | NO |  | 11-APR-2025 6:14:00PM | [26 empty] | E1002 : Pradeep Sati
Valves | PHV |  | VAL84 | PHV,2",0.5-10 Barg,0-21 Barg,SS,Aira-PLS,Viton,Air / Nitrogen,,0-21 Barg,(0°C - 170°C),M/F-BSP | 8481 | 2 | NOS | 5730 | 0 | RAW | 18 | 0 | YES | YES |  | NO |  | 11-APR-2025 6:14:00PM | [26 empty] | E1002 : Pradeep Sati | 19-MAY-2026 11:51:38AM | H1155 : Raushan Kumar
Valves | PHV |  | VAL85 | PHV,2.5",0.5-10 Barg,0-21 Barg,SS,Aira-PLS,Viton,Air / Nitrogen,,0-21 Barg,(0°C - 170°C),M/F-BSP | 8481 | 0 | NOS | 0 | 0 | RAW | 18 | 0 | YES | YES |  | NO |  | 11-APR-2025 6:14:00PM | [26 empty] | E1002 : Pradeep Sati
Valves | PHV |  | VAL86 | PHV,3",0.5-10 Barg,0-21 Barg,SS,Aira-PLS,Viton,Air / Nitrogen,,0-21 Barg,(0°C - 170°C),M/F-BSP | 8481 | 0 | NOS | 0 | 0 | RAW | 18 | 0 | YES | YES |  | NO |  | 11-APR-2025 6:14:00PM | [26 empty] | E1002 : Pradeep Sati
Valves | PHV |  | VAL87 | PHV,4",0.5-10 Barg,0-21 Barg,SS,Aira-PLS,Viton,Air / Nitrogen,,0-21 Barg,(0°C - 170°C),M/F-BSP | 8481 | 0 | NOS | 0 | 0 | RAW | 18 | 0 | YES | YES |  | NO |  | 11-APR-2025 6:14:00PM | [26 empty] | E1002 : Pradeep Sati
Valves | PHV |  | VAL88 | PHV-O2,1/2",0.5-10 Barg,SS,Aira-PLS,Teflon,Oxygen,,0-21 Barg,(0°C - 170°C),M/F-BSP | 8481 | 0 | NOS | 1958 | 0 | RAW | 18 | 0 | YES | YES |  | NO |  | 11-APR-2025 6:14:00PM | [26 empty] | E1002 : Pradeep Sati | 17-AUG-2026 2:37:23PM | H1155 : Raushan Kumar
Valves | PHV |  | VAL89 | PHV-O2,3/4",0.5-10 Barg,SS,Aira-PLS,Teflon,Oxygen,,0-21 Barg,(0°C - 170°C),M/F-BSP | 8481 | 0 | NOS | 0 | 0 | RAW | 18 | 0 | YES | YES |  | NO |  | 11-APR-2025 6:14:00PM | [26 empty] | E1002 : Pradeep Sati
Valves-Bulk | Needle Valve |  | VAL9 | Needle Valve,1/4",PBI,Brass,Female-PT,Straight,0-10 Bar,(-53°C - 121°C) | 8481 | 19 | NOS | 223 | 0 | RAW | 18 | 0 | YES | YES |  | NO |  | 11-APR-2025 6:14:00PM | [26 empty] | E1002 : Pradeep Sati | 08-AUG-2026 12:29:41PM | H1155 : Raushan Kumar
Valves | PHV |  | VAL90 | PHV-O2,1",0.5-10 Barg,SS,Aira-PLS,Teflon,Oxygen,,0-21 Barg,(0°C - 170°C),M/F-BSP | 8481 | 0 | NOS | 0 | 0 | RAW | 18 | 0 | YES | YES |  | NO |  | 11-APR-2025 6:14:00PM | [26 empty] | E1002 : Pradeep Sati
Valves | PHV |  | VAL91 | PHV-O2,1.25",0.5-10 Barg,SS,Aira-PLS,Teflon,Oxygen,,0-21 Barg,(0°C - 170°C),M/F-BSP | 8481 | 0 | NOS | 0 | 0 | RAW | 18 | 0 | YES | YES |  | NO |  | 11-APR-2025 6:14:00PM | [26 empty] | E1002 : Pradeep Sati
Valves | PHV |  | VAL92 | PHV-O2,1.5",0.5-10 Barg,SS,Aira-PLS,Teflon,Oxygen,,0-21 Barg,(0°C - 170°C),M/F-BSP | 8481 | 3 | NOS | 5265 | 0 | RAW | 18 | 0 | YES | YES |  | NO |  | 11-APR-2025 6:14:00PM | [26 empty] | E1002 : Pradeep Sati
Valves | PHV |  | VAL93 | PHV-O2,2",0.5-10 Barg,SS,Aira-PLS,Teflon,Oxygen,,0-21 Barg,(0°C - 170°C),M/F-BSP | 8481 | 3 | NOS | 5730 | 0 | RAW | 18 | 0 | YES | YES |  | NO |  | 11-APR-2025 6:14:00PM | [26 empty] | E1002 : Pradeep Sati
Valves | PHV |  | VAL94 | PHV-O2,2.5",0.5-10 Barg,SS,Aira-PLS,Teflon,Oxygen,,0-21 Barg,(0°C - 170°C),M/F-BSP | 8481 | 0 | NOS | 0 | 0 | RAW | 18 | 0 | YES | YES |  | NO |  | 11-APR-2025 6:14:00PM | [26 empty] | E1002 : Pradeep Sati
Valves | PHV |  | VAL95 | PHV-O2,3",0.5-10 Barg,SS,Aira-PLS,Teflon,Oxygen,,0-21 Barg,(0°C - 170°C),M/F-BSP | 8481 | 0 | NOS | 0 | 0 | RAW | 18 | 0 | YES | YES |  | NO |  | 11-APR-2025 6:14:00PM | [26 empty] | E1002 : Pradeep Sati
Valves | PHV |  | VAL96 | PHV-O2,4",0.5-10 Barg,SS,Aira-PLS,Teflon,Oxygen,,0-21 Barg,(0°C - 170°C),M/F-BSP | 8481 | 0 | NOS | 0 | 0 | RAW | 18 | 0 | YES | YES |  | NO |  | 11-APR-2025 6:14:00PM | [26 empty] | E1002 : Pradeep Sati
Valves | NRV |  | VAL97 | NRV,1/2",Brass,CIM-32,M/F-BSP,Teflon,Air / Nitrogen /Oxygen,0-16 Barg,(0°C - 60°C) | 8481 | 68 | NOS | 616 | 0 | RAW | 18 | 0 | YES | YES |  | NO |  | 11-APR-2025 6:14:00PM | [26 empty] | E1002 : Pradeep Sati | 19-AUG-2026 2:55:17PM | H1155 : Raushan Kumar
Valves | NRV |  | VAL98 | NRV,3/4",Brass,CIM-32,M/F-BSP,Teflon,Air / Nitrogen /Oxygen,0-16 Barg,(0°C - 60°C) | 8481 | 73 | NOS | 0 | 0 | RAW | 18 | 0 | YES | YES |  | NO |  | 11-APR-2025 6:14:00PM | [26 empty] | E1002 : Pradeep Sati | 18-JUL-2026 2:03:38PM | H1155 : Raushan Kumar
Valves | NRV |  | VAL99 | NRV,1",Brass,CIM-30,M/F-BSP,Teflon,Air / Nitrogen /Oxygen,0-16 Barg,(0°C - 60°C) | 8481 | 34 | NOS | 1278.2 | 0 | RAW | 18 | 0 | YES | YES |  | NO |  | 11-APR-2025 6:14:00PM | [26 empty] | E1002 : Pradeep Sati | 09-SEP-2026 4:58:37PM | H1155 : Raushan Kumar
Valves-Bulk | Needle Valve |  | VB1 | Needle Valve,1/4",Hitech,SS,Female-NPT,Straight,100 Barg,(-53°C - 315°C) | 8481 | 0 | NOS | 475 | 0 | RAW | 18 | 0 | YES | YES |  | NO |  | 29-AUG-2025 5:40:24PM | [26 empty] | E1002 : Pradeep Sati | 16-DEC-2025 11:20:59AM | H1155 : Raushan Kumar
Valves-Bulk | Needle Valve |  | VB2 | Needle Valve,3/8",Hitech,SS,Female-NPT,Straight,100 Barg,(-53°C - 315°C) | 8481 | 0 | MTR | 0 | 0 | RAW | 18 | 0 | YES | YES |  | NO |  | 29-AUG-2025 5:40:24PM | [26 empty] | E1002 : Pradeep Sati
Valves-Bulk | Needle Valve |  | VB3 | Needle Valve,1/2",Hitech,SS,Female-NPT,Straight,100 Barg,(-53°C - 315°C) | 8481 | 0 | MTR | 675 | 0 | RAW | 18 | 0 | YES | YES |  | NO |  | 29-AUG-2025 5:40:24PM | [26 empty] | E1002 : Pradeep Sati | 23-SEP-2025 12:17:22PM | H1155 : Raushan Kumar
Valves-Bulk | Needle Valve |  | VB4 | Needle Valve,1/2",AVC,SS,Female-NPT,Straight,6000 PSI,(-53°C - 315°C) | 8481 | 0 | NOS | 825 | 0 | RAW | 18 | 0 | YES | YES |  | NO |  | 03-NOV-2025 5:10:45PM | [26 empty] | E1002 : Pradeep Sati | 08-APR-2026 3:18:03PM | H1155 : Raushan Kumar
Valves-Bulk | Needle Valve |  | VB5 | Needle Valve,1/2",Sunder,SS-304,Female-BSP,Straight,3000 PSI,(-53°C - 315°C) | 8481 | 0 | NOS | 750 | 0 | RAW | 18 | 0 | YES | YES |  | NO |  | 07-APR-2026 11:16:56AM | [26 empty] | E1002 : Pradeep Sati | 08-APR-2026 4:40:57PM | H1155 : Raushan Kumar
Vaccum Pump | Twin Lobe Vaccum Pump |  | VP1 | Twin Lobe Vaccum Pump,Oil Lubricated,KAY-65 AC,BLOW-000043,12 HP-9.3 KW / (B-1167 RPM and M-1440),Fl | 8414 | 0 | NOS | 164800 | 0 | RAW | 18 | 0 | YES | YES |  | NO |  | 13-MAR-2026 4:10:14PM | [26 empty] | E1002 : Pradeep Sati
Group X | Fiber |  | X1 | Fiber,Coconut, | 5305 | 3.95 | KG | 1 | 0 | RAW | 18 | 0 | YES | YES |  | NO |  | 17-JUN-2025 12:46:28PM | [26 empty] | E1002 : Pradeep Sati | 29-JUN-2026 10:42:57AM | H1155 : Raushan Kumar
Group X | Sieves |  | X2 | Sieves,ZMS, | 38029019 | 0 | KG | 0 | 0 | RAW | 18 | 0 | YES | YES |  | NO |  | 17-JUN-2025 12:46:29PM | [26 empty] | E1002 : Pradeep Sati | 17-MAR-2026 12:20:46PM | H1155 : Raushan Kumar
Group X | Sieves |  | X3 | Sieves,CMS, | 38249900 | 0 | KG | 1 | 0 | RAW | 18 | 0 | YES | YES |  | NO |  | 17-JUN-2025 12:46:29PM | [26 empty] | E1002 : Pradeep Sati | 15-SEP-2025 3:20:52PM | H1155 : Raushan Kumar
Group X | Sieves |  | X4 | Sieves,Activated Carbon-Granular, | 38021000 | 0 | KG | 48 | 0 | RAW | 18 | 0 | YES | YES |  | NO |  | 17-JUN-2025 12:46:29PM | [26 empty] | E1002 : Pradeep Sati | 03-SEP-2026 1:57:06PM | H1155 : Raushan Kumar
Group X | Activated Alumina |  | X5 | Activated Alumina,Balls,3 to 5 mm, | 38029011 | 775 | KG | 135 | 0 | RAW | 18 | 0 | YES | YES |  | NO |  | 17-JUN-2025 12:46:29PM | [26 empty] | E1002 : Pradeep Sati | 08-SEP-2026 9:13:57AM | H1155 : Raushan Kumar
Group X | Ceramic Balls |  | X6 | Ceramic Balls,12 mm, | 69091100 | 377 | KG | 70 | 0 | RAW | 18 | 0 | YES | YES |  | NO |  | 17-JUN-2025 12:46:29PM | [26 empty] | E1002 : Pradeep Sati | 08-SEP-2026 9:13:57AM | H1155 : Raushan Kumar
Asset | Mobile | Lenovo | ytytyt | teddd |  | 0 |  | 0 | 0 | Equipment | 18 |  | NO | YES |  | NO |  | 18-SEP-2023 2:06:50PM | [26 empty] | E1073 : ABS1004