## _Instructions (hidden)
Step | Guidance
1 | This workbook is prefilled with the current Product Master and company-rule data from the database. Edit only the rows you want to update.
2 | Each row represents one company view of an item. Global product fields repeat on the same row so you can work in one sheet.
3 | Item Code is the frozen import key for the shared product definition. Company + Item Code is the frozen import key for the company-policy part of the same sheet.
4 | If the same Item Code appears on multiple rows, the shared product-definition columns must stay identical across those rows.
5 | Use the dropdowns for Yes/No, Sourcing Mode, Manufacturing Prefix, Company, Category, and Group wherever shown.
6 | Leave Company blank only if you are loading a global product row without any company-specific policy yet.
7 | CSV import still works for Products-only fallback, but it will not carry dropdowns or company-policy guidance.
8 | Preferred Vendor stays as free text for now. Smarter vendor dropdowns will come in the next phase.

## Product Master
Company | Item Code | Item Name | Category | Group | Unit | HSN No | GST % | List Price | Active | Serial No Required | Auto Generated | Brand | Item Type | Description | Sourcing Mode | Manufactured In This Company | Manufacturing Prefix | Source Company | Preferred Vendor | Saleable | Purchaseable | Stocked | Notes | Caption 1 | Description 1 | Caption 2 | Description 2 | Caption 3 | Description 3 | Caption 4 | Description 4 | Caption 5 | Description 5 | Caption 6 | Description 6 | Caption 7 | Description 7 | Caption 8 | Description 8 | Caption 9 | Description 9 | Caption 10 | Description 10 | Caption 11 | Description 11 | Caption 12 | Description 12 | Caption 13 | Description 13 | Caption 14 | Description 14 | Caption 15 | Description 15 | Caption 16 | Description 16 | Caption 17 | Description 17 | Caption 18 | Description 18 | Caption 19 | Description 19 | Caption 20 | Description 20
AT • ABSSTEM Technologies LLP | 1000 L- ST | 1000 L | Industrial Oxygen Generator | IDOS Gas Storage | Nos | 842139 | 18.00 | 50000.00 | Yes | Yes | No |  | finished_good | Oxygen Plant Gas Storage Vessel | Buy external | No |  |  |  | Yes | Yes | Yes |  | Water Volume | 1000 Litres | Gas Stored | Oxygen | Gas Stored Volume | 5.5 M3 | Working Pressure | 5.5 Barg | Hydrotest Pressure | 9 Barg
AT • ABSSTEM Technologies LLP | 1000 L-20 Barg-N2 | 1000 L-20 Barg-N2 | Nitrogen Generator | nGen High Pressure Storage Tank | Nos | 73110090 | 18.00 | 81070.00 | Yes | Yes | No |  | finished_good | High Pressure Nitrogen Tank | Buy external | No |  |  |  | Yes | Yes | Yes |  | Application | Nitrogen | Working Pressure | 20 Barg |  | Design Pressure |  | 22 Barg |  | Volume ( WHC) |  | 1000 L
AT • ABSSTEM Technologies LLP | 1000 L-40 Barg-N2 | 1000 L-40 Barg-N2 | Nitrogen Generator | nGen High Pressure Storage Tank | Nos | 73110090 | 18.00 | 117975.00 | Yes | Yes | No |  | finished_good | High Pressure Nitrogen Tank | Buy external | No |  |  |  | Yes | Yes | Yes |  | Application | Nitrogen | Working Pressure | 40 Barg |  | Design Pressure |  | 44 Barg |  | Volume ( WHC) |  | 1000 L
AT • ABSSTEM Technologies LLP | 1000 L-65 Barg-N2 | 1000 L-65 Barg-N2 | Nitrogen Generator | nGen High Pressure Storage Tank | Nos | 73110090 | 18.00 | 225500.00 | Yes | Yes | No |  | finished_good | High Pressure Nitrogen Tank | Buy external | No |  |  |  | Yes | Yes | Yes |  | Application | Nitrogen | Working Pressure | 65 Barg |  | Design Pressure |  | 71.5 Barg |  | Volume ( WHC) |  | 1000 L
AT • ABSSTEM Technologies LLP | 10000 L-20 Barg-N2 | 10000 L-20 Barg-N2 | Nitrogen Generator | nGen High Pressure Storage Tank | Nos | 73110090 | 18.00 | 0.00 | Yes | Yes | No |  | finished_good | High Pressure Nitrogen Tank | Buy external | No |  |  |  | Yes | Yes | Yes |  | Application | Nitrogen | Working Pressure | 20 Barg |  | Design Pressure |  | 22 Barg |  | Volume ( WHC) |  | 10000 L
AT • ABSSTEM Technologies LLP | 10000 L-40 Barg-N2 | 10000 L-40 Barg-N2 | Nitrogen Generator | nGen High Pressure Storage Tank | Nos | 73110090 | 18.00 | 1188000.00 | Yes | Yes | No |  | finished_good | High Pressure Nitrogen Tank | Buy external | No |  |  |  | Yes | Yes | Yes |  | Application | Nitrogen | Working Pressure | 40 Barg |  | Design Pressure |  | 44 Barg |  | Volume ( WHC) |  | 10000 L
AT • ABSSTEM Technologies LLP | 10000 L-65 Barg-N2 | 10000 L-65 Barg-N2 | Nitrogen Generator | nGen High Pressure Storage Tank | Nos | 73110090 | 18.00 | 0.00 | Yes | Yes | No |  | finished_good | High Pressure Nitrogen Tank | Buy external | No |  |  |  | Yes | Yes | Yes |  | Application | Nitrogen | Working Pressure | 65 Barg |  | Design Pressure |  | 71.5 Barg |  | Volume ( WHC) |  | 10000 L
AT • ABSSTEM Technologies LLP | 1500 L- ST | 1500 L | Industrial Oxygen Generator | IDOS Gas Storage | Nos | 842139 | 18.00 | 65000.00 | Yes | Yes | No |  | finished_good | Oxygen Plant Gas Storage Vessel | Buy external | No |  |  |  | Yes | Yes | Yes |  | Water Volume | 1500 Litres | Gas Stored | Oxygen | Gas Stored Volume | 8.25 M3 | Working Pressure | 5.5 Barg | Hydrotest Pressure | 9 Barg
AT • ABSSTEM Technologies LLP | 2000 L- ST | 2000 L | Industrial Oxygen Generator | IDOS Gas Storage | Nos | 842139 | 18.00 | 80000.00 | Yes | Yes | No |  | finished_good | Oxygen Plant Gas Storage Vessel | Buy external | No |  |  |  | Yes | Yes | Yes |  | Water Volume | 2000 Litres | Gas Stored | Oxygen | Gas Stored Volume | 11 M3 | Working Pressure | 5.5 Barg | Hydrotest Pressure | 9 Barg
AT • ABSSTEM Technologies LLP | 2000 L-20 Barg-N2 | 2000 L-20 Barg-N2 | Nitrogen Generator | nGen High Pressure Storage Tank | Nos | 73110090 | 18.00 | 162140.00 | Yes | Yes | No |  | finished_good | High Pressure Nitrogen Tank | Buy external | No |  |  |  | Yes | Yes | Yes |  | Application | Nitrogen | Working Pressure | 20 Barg |  | Design Pressure |  | 22 Barg |  | Volume ( WHC) |  | 2000 L
AT • ABSSTEM Technologies LLP | 2000 L-40 Barg-N2 | 2000 L-40 Barg-N2 | Nitrogen Generator | nGen High Pressure Storage Tank | Nos | 73110090 | 18.00 | 242605.00 | Yes | Yes | No |  | finished_good | High Pressure Nitrogen Tank | Buy external | No |  |  |  | Yes | Yes | Yes |  | Application | Nitrogen | Working Pressure | 40 Barg |  | Design Pressure |  | 44 Barg |  | Volume ( WHC) |  | 2000 L
AT • ABSSTEM Technologies LLP | 2000 L-65 Barg-N2 | 2000 L-65 Barg-N2 | Nitrogen Generator | nGen High Pressure Storage Tank | Nos | 73110090 | 18.00 | 517000.00 | Yes | Yes | No |  | finished_good | High Pressure Nitrogen Tank | Buy external | No |  |  |  | Yes | Yes | Yes |  | Application | Nitrogen | Working Pressure | 65 Barg |  | Design Pressure |  | 71.5 Barg |  | Volume ( WHC) |  | 2000 L
AT • ABSSTEM Technologies LLP | 20000 L-20 Barg-N2 | 20000 L-20 Barg-N2 | Nitrogen Generator | nGen High Pressure Storage Tank | Nos | 73110090 | 18.00 | 1.00 | Yes | Yes | No |  | finished_good | High Pressure Nitrogen Tank | Buy external | No |  |  |  | Yes | Yes | Yes |  | Application | Nitrogen | Working Pressure | 20 Barg |  | Design Pressure |  | 22 Barg |  | Volume ( WHC) |  | 20000 L
AT • ABSSTEM Technologies LLP | 20000 L-40 Barg-N2 | 20000 L-40 Barg-N2 | Nitrogen Generator | nGen High Pressure Storage Tank | Nos | 73110090 | 18.00 | 0.00 | Yes | Yes | No |  | finished_good | High Pressure Nitrogen Tank | Buy external | No |  |  |  | Yes | Yes | Yes |  | Application | Nitrogen | Working Pressure | 40 Barg |  | Design Pressure |  | 44 Barg |  | Volume ( WHC) |  | 20000 L
AT • ABSSTEM Technologies LLP | 20000 L-65 Barg-N2 | 20000 L-65 Barg-N2 | Nitrogen Generator | nGen High Pressure Storage Tank | Nos | 73110090 | 18.00 | 0.00 | Yes | Yes | No |  | finished_good | High Pressure Nitrogen Tank | Buy external | No |  |  |  | Yes | Yes | Yes |  | Application | Nitrogen | Working Pressure | 65 Barg |  | Design Pressure |  | 71.5 Barg |  | Volume ( WHC) |  | 20000 L
AT • ABSSTEM Technologies LLP | 3000 L- ST | 3000 L | Industrial Oxygen Generator | IDOS Gas Storage | Nos | 842139 | 18.00 | 105000.00 | Yes | Yes | No |  | finished_good | Oxygen Plant Gas Storage Vessel | Buy external | No |  |  |  | Yes | Yes | Yes |  | Water Volume | 3000 Litres | Gas Stored | Oxygen | Gas Stored Volume | 16.5 M3 | Working Pressure | 5.5 Barg | Hydrotest Pressure | 9 Barg
AT • ABSSTEM Technologies LLP | 3500 L- ST | 2500 L | Industrial Oxygen Generator | IDOS Gas Storage | Nos | 842139 | 18.00 | 112000.00 | Yes | Yes | No |  | finished_good | Oxygen Plant Gas Storage Vessel | Buy external | No |  |  |  | Yes | Yes | Yes |  | Water Volume | 2500 Litres | Gas Stored | Oxygen | Gas Stored Volume | 13.75 M3 | Working Pressure | 5.5 Barg | Hydrotest Pressure | 9 Barg
AT • ABSSTEM Technologies LLP | 4000 L- ST | 4000 L | Industrial Oxygen Generator | IDOS Gas Storage | Nos | 842139 | 18.00 | 137000.00 | Yes | Yes | No |  | finished_good | Oxygen Plant Gas Storage Vessel | Buy external | No |  |  |  | Yes | Yes | Yes |  | Water Volume | 4000 Litres | Gas Stored | Oxygen | Gas Stored Volume | 22 M3 | Working Pressure | 5.5 Barg | Hydrotest Pressure | 9 Barg
AT • ABSSTEM Technologies LLP | 40000 L-20 Barg-N2 | 40000 L-20 Barg-N2 | Nitrogen Generator | nGen High Pressure Storage Tank | Nos | 73110090 | 18.00 | 1786000.00 | Yes | Yes | No |  | finished_good | High Pressure Nitrogen Tank | Buy external | No |  |  |  | Yes | Yes | Yes |  | Application | Nitrogen | Working Pressure | 20 Barg |  | Design Pressure |  | 22 Barg |  | Volume ( WHC) |  | 40000 L
AT • ABSSTEM Technologies LLP | 500 L - ST | 500 L | Industrial Oxygen Generator | IDOS Gas Storage | Nos | 842139 | 18.00 | 30000.00 | Yes | Yes | No |  | finished_good | Oxygen Plant Gas Storage Vessel | Buy external | No |  |  |  | Yes | Yes | Yes |  | Water Volume | 500 Litres | Gas Stored | Oxygen | Gas Stored Volume | 2.75 M3 | Working Pressure | 5.5 Barg | Hydrotest Pressure | 9 Barg
AT • ABSSTEM Technologies LLP | 500 L - ST H.P | 500 L HP Tank 20 Barg | Nitrogen Generator | nGen Gas Storage | Nos | 842139 | 18.00 | 100000.00 | Yes | Yes | No |  | finished_good | High Pressure Nitrogen Plant Gas Storage Vessel | Buy external | No |  |  |  | Yes | Yes | Yes
AT • ABSSTEM Technologies LLP | 500 L-20 Barg-N2 | 500 L-20 Barg-N2 | Nitrogen Generator | nGen High Pressure Storage Tank | Nos | 73110090 | 18.00 | 50215.00 | Yes | Yes | No |  | finished_good | High Pressure Nitrogen Tank | Buy external | No |  |  |  | Yes | Yes | Yes |  | Application | Nitrogen | Working Pressure | 20 Barg |  | Design Pressure |  | 22 Barg |  | Volume ( WHC) |  | 500 L
AT • ABSSTEM Technologies LLP | 500 L-40 Barg-N2 | 500 L-40 Barg-N2 | Nitrogen Generator | nGen High Pressure Storage Tank | Nos | 73110090 | 18.00 | 75020.00 | Yes | Yes | No |  | finished_good | High Pressure Nitrogen Tank | Buy external | No |  |  |  | Yes | Yes | Yes |  | Application | Nitrogen | Working Pressure | 40 Barg |  | Design Pressure |  | 44 Barg |  | Volume ( WHC) |  | 500 L
AT • ABSSTEM Technologies LLP | 500 L-65 Barg-N2 | 500 L-65 Barg-N2 | Nitrogen Generator | nGen High Pressure Storage Tank | Nos | 73110090 | 18.00 | 0.00 | Yes | Yes | No |  | finished_good | High Pressure Nitrogen Tank | Buy external | No |  |  |  | Yes | Yes | Yes |  | Application | Nitrogen | Working Pressure | 65 Barg |  | Design Pressure |  | 71.5 Barg |  | Volume ( WHC) |  | 500 L
AT • ABSSTEM Technologies LLP | 5000 L- ST | 5000 L | Industrial Oxygen Generator | IDOS Gas Storage | Nos | 842139 | 18.00 | 165000.00 | Yes | Yes | No |  | finished_good | Oxygen Plant Gas Storage Vessel | Buy external | No |  |  |  | Yes | Yes | Yes |  | Water Volume | 5000 Litres | Gas Stored | Oxygen | Gas Stored Volume | 27.5 M3 | Working Pressure | 5.5 Barg | Hydrotest Pressure | 9 Barg
AT • ABSSTEM Technologies LLP | 5000 L-20 Barg-N2 | 5000 L-20 Barg-N2 | Nitrogen Generator | nGen High Pressure Storage Tank | Nos | 73110090 | 18.00 | 341825.00 | Yes | Yes | No |  | finished_good | High Pressure Nitrogen Tank | Buy external | No |  |  |  | Yes | Yes | Yes |  | Application | Nitrogen | Working Pressure | 20 Barg |  | Design Pressure |  | 22 Barg |  | Volume ( WHC) |  | 5000 L
AT • ABSSTEM Technologies LLP | 5000 L-40 Barg-N2 | 5000 L-40 Barg-N2 | Nitrogen Generator | nGen High Pressure Storage Tank | Nos | 73110090 | 18.00 | 565675.00 | Yes | Yes | No |  | finished_good | High Pressure Nitrogen Tank | Buy external | No |  |  |  | Yes | Yes | Yes |  | Application | Nitrogen | Working Pressure | 40 Barg |  | Design Pressure |  | 44 Barg |  | Volume ( WHC) |  | 5000 L
AT • ABSSTEM Technologies LLP | 5000 L-65 Barg-N2 | 5000 L-65 Barg-N2 | Nitrogen Generator | nGen High Pressure Storage Tank | Nos | 73110090 | 18.00 | 0.00 | Yes | Yes | No |  | finished_good | High Pressure Nitrogen Tank | Buy external | No |  |  |  | Yes | Yes | Yes |  | Application | Nitrogen | Working Pressure | 65 Barg |  | Design Pressure |  | 71.5 Barg |  | Volume ( WHC) |  | 5000 L
AT • ABSSTEM Technologies LLP | 6000 L- ST | 6000 L | Industrial Oxygen Generator | IDOS Gas Storage | Nos | 842139 | 18.00 | 192000.00 | Yes | Yes | No |  | finished_good | Oxygen Plant Gas Storage Vessel | Buy external | No |  |  |  | Yes | Yes | Yes |  | Water Volume | 6000 Litres | Gas Stored | Oxygen | Gas Stored Volume | 33 M3 | Working Pressure | 5.5 Barg | Hydrotest Pressure | 9 Barg
AT • ABSSTEM Technologies LLP | 8000 L- ST | 8000 L | Nitrogen Generator | nGen Gas Storage | Nos | 842139 | 18.00 | 300000.00 | Yes | Yes | No |  | finished_good |  | Buy external | No |  |  |  | Yes | Yes | Yes |  | Water Volume | 8000 L | Gas Stored | Nitrogen | Gas Volume at 5.5 Barg | 44 M3 | Working Pressure | 5.5 Barg | Hydrotest Pressure | 9 Barg
AT • ABSSTEM Technologies LLP | A000852 | Booster Belt, 15 kW | Service Spares | Compressor Spare | Nos |  | 0.00 | 1.00 | Yes | No | No |  | finished_good |  | Buy external | No |  |  |  | Yes | Yes | Yes
AT • ABSSTEM Technologies LLP | AC1 | Mask,Face,,3-layer,Light Blue | Admin Consumables | Mask | Nos | 6307 | 18.00 | 0.00 | Yes | Yes | No |  | finished_good |  | Buy external | No |  |  |  | Yes | Yes | Yes
AT • ABSSTEM Technologies LLP | AC10 | Cleaning Agents,Tissues - Box,Novel , | Admin Consumables | Cleaning Agents | Nos | 3402 | 18.00 | 0.00 | Yes | Yes | No |  | finished_good |  | Buy external | No |  |  |  | Yes | Yes | Yes
AT • ABSSTEM Technologies LLP | AC100 | Tea,leaves,,Tata, | Admin Consumables | Tea | Nos | 9021010 | 18.00 | 0.00 | Yes | Yes | No |  | finished_good |  | Buy external | No |  |  |  | Yes | Yes | Yes
AT • ABSSTEM Technologies LLP | AC101 | Tea,Premix,,Brown Forth, | Admin Consumables | Tea | Nos | 21012010 | 18.00 | 0.00 | Yes | Yes | No |  | finished_good |  | Buy external | No |  |  |  | Yes | Yes | Yes
AT • ABSSTEM Technologies LLP | AC102 | Tea Cup,Paper,Disposable ,, | Admin Consumables | Tea Cup | Nos | 48236900 | 18.00 | 0.00 | Yes | Yes | No |  | finished_good |  | Buy external | No |  |  |  | Yes | Yes | Yes
AT • ABSSTEM Technologies LLP | AC103 | Tea Cup,,Glezd Ceramic,, | Admin Consumables | Tea Cup | Nos | 69120010 | 18.00 | 0.00 | Yes | Yes | No |  | finished_good |  | Buy external | No |  |  |  | Yes | Yes | Yes
AT • ABSSTEM Technologies LLP | AC104 | Sugar,,,,Transparent | Admin Consumables | Sugar | KG | 1701990 | 18.00 | 0.00 | Yes | Yes | No |  | finished_good |  | Buy external | No |  |  |  | Yes | Yes | Yes
AT • ABSSTEM Technologies LLP | AC105 | Green Tea,Green,,Lipton, | Admin Consumables | Green Tea | Nos | 9021010 | 18.00 | 0.00 | Yes | Yes | No |  | finished_good |  | Buy external | No |  |  |  | Yes | Yes | Yes
AT • ABSSTEM Technologies LLP | AC106 | Coffee ,Premix,,Brown Forth, | Admin Consumables | Coffee | Nos | 21012010 | 18.00 | 0.00 | Yes | Yes | No |  | finished_good |  | Buy external | No |  |  |  | Yes | Yes | Yes
AT • ABSSTEM Technologies LLP | AC107 | Coffee ,Light Sugar Premix,,California, | Admin Consumables | Coffee | Nos | 21012010 | 18.00 | 0.00 | Yes | Yes | No |  | finished_good |  | Buy external | No |  |  |  | Yes | Yes | Yes
AT • ABSSTEM Technologies LLP | AC108 | Lemon Tea,Premix,,California, | Admin Consumables | Lemon Tea | Nos | 21012090 | 18.00 | 0.00 | Yes | Yes | No |  | finished_good |  | Buy external | No |  |  |  | Yes | Yes | Yes
AT • ABSSTEM Technologies LLP | AC109 | Water Glass,,Disposable,, | Admin Consumables | Water Glass | Nos | 48236900 | 18.00 | 0.00 | Yes | Yes | No |  | finished_good |  | Buy external | No |  |  |  | Yes | Yes | Yes
AT • ABSSTEM Technologies LLP | AC11 | Cleaning Agents,Untensil cleaner,Exo , | Admin Consumables | Cleaning Agents | Nos | 3402 | 18.00 | 0.00 | Yes | Yes | No |  | finished_good |  | Buy external | No |  |  |  | Yes | Yes | Yes
AT • ABSSTEM Technologies LLP | AC110 | Water Glass,,Silicon & Sodiyam Carbonate,,Borosil | Admin Consumables | Water Glass | Nos | 70169000 | 18.00 | 0.00 | Yes | Yes | No |  | finished_good |  | Buy external | No |  |  |  | Yes | Yes | Yes
AT • ABSSTEM Technologies LLP | AC111 | Bottle Cover,Water Bottle,Dia- 260 mm, Length-360 mm,Disposable, | Admin Consumables | Bottle Cover | Nos | 3923 | 18.00 | 0.00 | Yes | Yes | No |  | finished_good |  | Buy external | No |  |  |  | Yes | Yes | Yes
AT • ABSSTEM Technologies LLP | AC112 | Cleaning Agents,Dish Wash liquid,VIM-Pril, | Admin Consumables | Cleaning Agents | Nos | 3402 | 18.00 | 0.00 | Yes | Yes | No |  | finished_good |  | Buy external | No |  |  |  | Yes | Yes | Yes
AT • ABSSTEM Technologies LLP | AC113 | Register Book,Attendance,, | Admin Consumables | Register Book | Nos | 4901 | 18.00 | 0.00 | Yes | Yes | No |  | finished_good |  | Buy external | No |  |  |  | Yes | Yes | Yes
AT • ABSSTEM Technologies LLP | AC114 | Ink,Pigment,Blue,, | Admin Consumables | Ink | Nos | 32159090 | 18.00 | 0.00 | Yes | Yes | No |  | finished_good |  | Buy external | No |  |  |  | Yes | Yes | Yes
AT • ABSSTEM Technologies LLP | AC115 | Ink,Pigment,Black,, | Admin Consumables | Ink | Nos | 32159090 | 18.00 | 0.00 | Yes | Yes | No |  | finished_good |  | Buy external | No |  |  |  | Yes | Yes | Yes
AT • ABSSTEM Technologies LLP | AC116 | Paper Sleeves,A4,Transparent,Poly, | Admin Consumables | Paper Sleeves | Nos | 3923 | 18.00 | 0.00 | Yes | Yes | No |  | finished_good |  | Buy external | No |  |  |  | Yes | Yes | Yes
AT • ABSSTEM Technologies LLP | AC117 | Paper Sleeves,A3,Transparent,Poly, | Admin Consumables | Paper Sleeves | Nos | 3923 | 18.00 | 0.00 | Yes | Yes | No |  | finished_good |  | Buy external | No |  |  |  | Yes | Yes | Yes
AT • ABSSTEM Technologies LLP | AC118 | Milk,,,, | Admin Consumables | Milk | PKT | 4011010 | 18.00 | 0.00 | Yes | Yes | No |  | finished_good |  | Buy external | No |  |  |  | Yes | Yes | Yes
AT • ABSSTEM Technologies LLP | AC119 | Cardamom,Small,,,Green | Admin Consumables | Cardamom | PKT | 908 | 18.00 | 0.00 | Yes | Yes | No |  | finished_good |  | Buy external | No |  |  |  | Yes | Yes | Yes
AT • ABSSTEM Technologies LLP | AC12 | Cleaning Agents,Sponge Wipe,, | Admin Consumables | Cleaning Agents | Nos | 3402 | 18.00 | 0.00 | Yes | Yes | No |  | finished_good |  | Buy external | No |  |  |  | Yes | Yes | Yes
AT • ABSSTEM Technologies LLP | AC120 | Biscuit,,,Nutrichoice, | Admin Consumables | Biscuit | PKT | 19059020 | 18.00 | 0.00 | Yes | Yes | No |  | finished_good |  | Buy external | No |  |  |  | Yes | Yes | Yes
AT • ABSSTEM Technologies LLP | AC121 | Biscuit,Butter,,, | Admin Consumables | Biscuit | PKT | 19059020 | 18.00 | 0.00 | Yes | Yes | No |  | finished_good |  | Buy external | No |  |  |  | Yes | Yes | Yes
AT • ABSSTEM Technologies LLP | AC122 | Biscuit,Chocolate,,, | Admin Consumables | Biscuit | PKT | 19059020 | 18.00 | 0.00 | Yes | Yes | No |  | finished_good |  | Buy external | No |  |  |  | Yes | Yes | Yes
AT • ABSSTEM Technologies LLP | AC123 | Namkeen,,,Haldiram, | Admin Consumables | Namkeen | PKT | 210690 | 18.00 | 0.00 | Yes | Yes | No |  | finished_good |  | Buy external | No |  |  |  | Yes | Yes | Yes
AT • ABSSTEM Technologies LLP | AC124 | Cleaning Agents,Odonil,Dabur, | Admin Consumables | Cleaning Agents | PKT | 33074100 | 18.00 | 0.00 | Yes | Yes | No |  | finished_good |  | Buy external | No |  |  |  | Yes | Yes | Yes
AT • ABSSTEM Technologies LLP | AC125 | Cleaning Agents,R9 - Acid,Taski, | Admin Consumables | Cleaning Agents | LTR | 34022090 | 18.00 | 0.00 | Yes | Yes | No |  | finished_good |  | Buy external | No |  |  |  | Yes | Yes | Yes
AT • ABSSTEM Technologies LLP | AC126 | Cleaning Agents,Toilet Brush,, | Admin Consumables | Cleaning Agents | Nos | 96032900 | 18.00 | 0.00 | Yes | Yes | No |  | finished_good |  | Buy external | No |  |  |  | Yes | Yes | Yes
AT • ABSSTEM Technologies LLP | AC127 | Cleaning Agents,Dust Controller,, | Admin Consumables | Cleaning Agents | Nos | 84213990 | 18.00 | 0.00 | Yes | Yes | No |  | finished_good |  | Buy external | No |  |  |  | Yes | Yes | Yes
AT • ABSSTEM Technologies LLP | AC128 | Cleaning Agents,Glass Duster,, | Admin Consumables | Cleaning Agents | Nos | 630710 | 18.00 | 0.00 | Yes | Yes | No |  | finished_good |  | Buy external | No |  |  |  | Yes | Yes | Yes
AT • ABSSTEM Technologies LLP | AC129 | Cleaning Agents,Fragrance Oil-Lemongrass,Air Rama, | Admin Consumables | Cleaning Agents | Nos | 3302 | 18.00 | 0.00 | Yes | Yes | No |  | finished_good |  | Buy external | No |  |  |  | Yes | Yes | Yes
AT • ABSSTEM Technologies LLP | AC13 | Cleaning Agents,Broom,Phool, | Admin Consumables | Cleaning Agents | Nos | 9603 | 18.00 | 0.00 | Yes | Yes | No |  | finished_good |  | Buy external | No |  |  |  | Yes | Yes | Yes
AT • ABSSTEM Technologies LLP | AC130 | Bag,Tool Bag,Nylon,Polyester,Absstem,Gray | Admin Consumables | Bag | Nos | 4202 | 18.00 | 0.00 | Yes | Yes | No |  | finished_good |  | Buy external | No |  |  |  | Yes | Yes | Yes
AT • ABSSTEM Technologies LLP | AC131 | Cleaning Agents,Shampoo-Pouch,, | Admin Consumables | Cleaning Agents | Nos | 33051090 | 18.00 | 0.00 | Yes | Yes | No |  | finished_good |  | Buy external | No |  |  |  | Yes | Yes | Yes
AT • ABSSTEM Technologies LLP | AC132 | Cleaning Agents,R2- Floor Cleaner,Taski, | Admin Consumables | Cleaning Agents | Nos | 3402 | 18.00 | 0.00 | Yes | Yes | No |  | finished_good |  | Buy external | No |  |  |  | Yes | Yes | Yes
AT • ABSSTEM Technologies LLP | AC133 | Cleaning Agents,Wiper,SS,, | Admin Consumables | Cleaning Agents | LTR | 3402 | 18.00 | 0.00 | Yes | Yes | No |  | finished_good |  | Buy external | No |  |  |  | Yes | Yes | Yes
AT • ABSSTEM Technologies LLP | AC134 | Pin,U,MS, | Admin Consumables | Pin | Nos | 8305 | 18.00 | 0.00 | Yes | Yes | No |  | finished_good |  | Buy external | No |  |  |  | Yes | Yes | Yes
AT • ABSSTEM Technologies LLP | AC135 | Pin,Board,MS, | Admin Consumables | Pin | Nos | 7317 | 18.00 | 0.00 | Yes | Yes | No |  | finished_good |  | Buy external | No |  |  |  | Yes | Yes | Yes
AT • ABSSTEM Technologies LLP | AC136 | Tarpulin Sheet,18 Feet X 36 Feet,Polypropylene, | Admin Consumables | Tarpulin Sheet | Nos | 6306 | 18.00 | 0.00 | Yes | Yes | No |  | finished_good |  | Buy external | No |  |  |  | Yes | Yes | Yes
AT • ABSSTEM Technologies LLP | AC137 | Tarpulin Sheet,24 Feet X 18 Feet,Polypropylene, | Admin Consumables | Tarpulin Sheet | Nos | 3214 | 18.00 | 0.00 | Yes | Yes | No |  | finished_good |  | Buy external | No |  |  |  | Yes | Yes | Yes
AT • ABSSTEM Technologies LLP | AC138 | Cleaning Agents,Towel Rod,SS,, | Admin Consumables | Cleaning Agents | Nos | 8302 | 18.00 | 0.00 | Yes | Yes | No |  | finished_good |  | Buy external | No |  |  |  | Yes | Yes | Yes
AT • ABSSTEM Technologies LLP | AC139 | Cleaning Agents,Shop Case,SS,, | Admin Consumables | Cleaning Agents | Nos | 4202 | 18.00 | 0.00 | Yes | Yes | No |  | finished_good |  | Buy external | No |  |  |  | Yes | Yes | Yes
AT • ABSSTEM Technologies LLP | AC14 | Cleaning Agents,Broom,Seekh, | Admin Consumables | Cleaning Agents | Nos | 9603 | 18.00 | 0.00 | Yes | Yes | No |  | finished_good |  | Buy external | No |  |  |  | Yes | Yes | Yes
AT • ABSSTEM Technologies LLP | AC140 | Cleaning Agents,Helthposit Pipe,SS,, | Admin Consumables | Cleaning Agents | Nos | 3922 | 18.00 | 0.00 | Yes | Yes | No |  | finished_good |  | Buy external | No |  |  |  | Yes | Yes | Yes
AT • ABSSTEM Technologies LLP | AC141 | Cleaning Agents,Fragrance Oil-Japanese Rose,Air Rama, | Admin Consumables | Cleaning Agents | Nos | 3302 | 18.00 | 0.00 | Yes | Yes | No |  | finished_good |  | Buy external | No |  |  |  | Yes | Yes | Yes
AT • ABSSTEM Technologies LLP | AC142 | Cleaning Agents,Fragrance Oil-English Ocean,Air Rama, | Admin Consumables | Cleaning Agents | Nos | 3302 | 18.00 | 0.00 | Yes | Yes | No |  | finished_good |  | Buy external | No |  |  |  | Yes | Yes | Yes
AT • ABSSTEM Technologies LLP | AC143 | Cleaning Agents,Fragrance Oil Diffuser,Ceramic,, | Admin Consumables | Cleaning Agents | Nos | 84798999 | 18.00 | 0.00 | Yes | Yes | No |  | finished_good |  | Buy external | No |  |  |  | Yes | Yes | Yes
AT • ABSSTEM Technologies LLP | AC144 | Salt,Black,,Catch, | Admin Consumables | Salt | Nos | 2501 | 18.00 | 0.00 | Yes | Yes | No |  | finished_good |  | Buy external | No |  |  |  | Yes | Yes | Yes
AT • ABSSTEM Technologies LLP | AC145 | Chair Spare,Wheel,, | Admin Consumables | Chair Spare | Nos | 8302 | 18.00 | 0.00 | Yes | Yes | No |  | finished_good |  | Buy external | No |  |  |  | Yes | Yes | Yes
AT • ABSSTEM Technologies LLP | AC146 | Chair Spare,Handle PU Pad,, | Admin Consumables | Chair Spare | Nos | 9403 | 18.00 | 0.00 | Yes | Yes | No |  | finished_good |  | Buy external | No |  |  |  | Yes | Yes | Yes
AT • ABSSTEM Technologies LLP | AC147 | Fire Extinguisher Spare,Syphon Pipe,,Star Fire Safety | Admin Consumables | Fire Extinguisher Spare | Nos | 84249000 | 18.00 | 0.00 | Yes | Yes | No |  | finished_good |  | Buy external | No |  |  |  | Yes | Yes | Yes
AT • ABSSTEM Technologies LLP | AC148 | Tarpulin Sheet,24 Feet X 12 Feet,Polypropylene,Jai Bala Ji | Admin Consumables | Tarpulin Sheet | Nos | 6306 | 18.00 | 0.00 | Yes | Yes | No |  | finished_good |  | Buy external | No |  |  |  | Yes | Yes | Yes
AT • ABSSTEM Technologies LLP | AC149 | Ink,Dry-Tonner,Black,,Brother | Admin Consumables | Ink | Nos | 37079090 | 18.00 | 0.00 | Yes | Yes | No |  | finished_good |  | Buy external | No |  |  |  | Yes | Yes | Yes
AT • ABSSTEM Technologies LLP | AC15 | Cleaning Agents,Broom Stick,, | Admin Consumables | Cleaning Agents | Nos | 9603 | 18.00 | 0.00 | Yes | Yes | No |  | finished_good |  | Buy external | No |  |  |  | Yes | Yes | Yes
AT • ABSSTEM Technologies LLP | AC150 | Ink,Dry-Tonner,Black,,Canon | Admin Consumables | Ink | Nos | 37079090 | 18.00 | 0.00 | Yes | Yes | No |  | finished_good |  | Buy external | No |  |  |  | Yes | Yes | Yes
AT • ABSSTEM Technologies LLP | AC151 | Cleaning Agents,Handwash Dispenser-1Ltr,SS,Push Press-Wall Mounted, | Admin Consumables | Cleaning Agents | Nos | 3924 | 18.00 | 0.00 | Yes | Yes | No |  | finished_good |  | Buy external | No |  |  |  | Yes | Yes | Yes
AT • ABSSTEM Technologies LLP | AC152 | Cleaning Agents,Dust Pen,Plastic,, | Admin Consumables | Cleaning Agents | Nos | 9603 | 18.00 | 0.00 | Yes | Yes | No |  | finished_good |  | Buy external | No |  |  |  | Yes | Yes | Yes
AT • ABSSTEM Technologies LLP | AC153 | Cleaning Agents,K-2 (Pickling Paste),,, | Admin Consumables | Cleaning Agents | Nos | 3506 | 18.00 | 0.00 | Yes | Yes | No |  | finished_good |  | Buy external | No |  |  |  | Yes | Yes | Yes
AT • ABSSTEM Technologies LLP | AC154 | Cleaning Agents,Feather Brush,,, | Admin Consumables | Cleaning Agents | Nos | 9603 | 18.00 | 0.00 | Yes | Yes | No |  | finished_good |  | Buy external | No |  |  |  | Yes | Yes | Yes
AT • ABSSTEM Technologies LLP | AC155 | Cleaning Agents,Room Rreshner-250 ml,,AirWick, | Admin Consumables | Cleaning Agents | Nos | 3402 | 18.00 | 0.00 | Yes | Yes | No |  | finished_good |  | Buy external | No |  |  |  | Yes | Yes | Yes
AT • ABSSTEM Technologies LLP | AC156 | Tarpulin Sheet,20 Feet X 30 Feet,Polypropylene, | Admin Consumables | Tarpulin Sheet | Nos | 3926 | 18.00 | 0.00 | Yes | Yes | No |  | finished_good |  | Buy external | No |  |  |  | Yes | Yes | Yes
AT • ABSSTEM Technologies LLP | AC16 | Cleaning Agents,Toilet Cleaner,Harpic, | Admin Consumables | Cleaning Agents | Nos | 3402 | 18.00 | 0.00 | Yes | Yes | No |  | finished_good |  | Buy external | No |  |  |  | Yes | Yes | Yes
AT • ABSSTEM Technologies LLP | AC17 | Cleaning Agents,Washing Powder,Nirma, | Admin Consumables | Cleaning Agents | Nos | 3402 | 18.00 | 0.00 | Yes | Yes | No |  | finished_good |  | Buy external | No |  |  |  | Yes | Yes | Yes
AT • ABSSTEM Technologies LLP | AC18 | Cleaning Agents,Wiper,Plastic,, | Admin Consumables | Cleaning Agents | Nos | 3402 | 18.00 | 0.00 | Yes | Yes | No |  | finished_good |  | Buy external | No |  |  |  | Yes | Yes | Yes
AT • ABSSTEM Technologies LLP | AC19 | Cleaning Agents,Insect Repellent,Hit - Black, | Admin Consumables | Cleaning Agents | Nos | 3402 | 18.00 | 0.00 | Yes | Yes | No |  | finished_good |  | Buy external | No |  |  |  | Yes | Yes | Yes
AT • ABSSTEM Technologies LLP | AC2 | Cleaning Agents,Phenyl Balls,,White | Admin Consumables | Cleaning Agents | Nos | 3402 | 18.00 | 0.00 | Yes | Yes | No |  | finished_good |  | Buy external | No |  |  |  | Yes | Yes | Yes
AT • ABSSTEM Technologies LLP | AC20 | Cleaning Agents,Insect Repellent,Hit - Red ( Gel), | Admin Consumables | Cleaning Agents | Nos | 3402 | 18.00 | 0.00 | Yes | Yes | No |  | finished_good |  | Buy external | No |  |  |  | Yes | Yes | Yes
AT • ABSSTEM Technologies LLP | AC21 | Cleaning Agents,Mop,, | Admin Consumables | Cleaning Agents | Nos | 3402 | 18.00 | 0.00 | Yes | Yes | No |  | finished_good |  | Buy external | No |  |  |  | Yes | Yes | Yes
AT • ABSSTEM Technologies LLP | AC22 | Cleaning Agents,Door Mat,, | Admin Consumables | Cleaning Agents | Nos | 3402 | 18.00 | 0.00 | Yes | Yes | No |  | finished_good |  | Buy external | No |  |  |  | Yes | Yes | Yes
AT • ABSSTEM Technologies LLP | AC23 | Cleaning Agents,Micro Fiber Cloth,, | Admin Consumables | Cleaning Agents | Nos | 3402 | 18.00 | 0.00 | Yes | Yes | No |  | finished_good |  | Buy external | No |  |  |  | Yes | Yes | Yes
AT • ABSSTEM Technologies LLP | AC24 | Cleaning Agents,Spray Bottle for R5,, | Admin Consumables | Cleaning Agents | Nos | 3402 | 18.00 | 0.00 | Yes | Yes | No |  | finished_good |  | Buy external | No |  |  |  | Yes | Yes | Yes
AT • ABSSTEM Technologies LLP | AC25 | Cleaning Agents,In Cisterin toilet cleaner,Harpic - Flushmatic, | Admin Consumables | Cleaning Agents | Nos | 3402 | 18.00 | 0.00 | Yes | Yes | No |  | finished_good |  | Buy external | No |  |  |  | Yes | Yes | Yes
AT • ABSSTEM Technologies LLP | AC26 | Cleaning Agents,Untensil Scrub,, | Admin Consumables | Cleaning Agents | Nos | 3402 | 18.00 | 0.00 | Yes | Yes | No |  | finished_good |  | Buy external | No |  |  |  | Yes | Yes | Yes
AT • ABSSTEM Technologies LLP | AC27 | Cleaning Agents,Sanitizer,, | Admin Consumables | Cleaning Agents | Nos | 3402 | 18.00 | 0.00 | Yes | Yes | No |  | finished_good |  | Buy external | No |  |  |  | Yes | Yes | Yes
AT • ABSSTEM Technologies LLP | AC28 | Cleaning Agents,Urinal cubes,,, | Admin Consumables | Cleaning Agents | Nos | 3402 | 18.00 | 0.00 | Yes | Yes | No |  | finished_good |  | Buy external | No |  |  |  | Yes | Yes | Yes
AT • ABSSTEM Technologies LLP | AC29 | Tarpulin Sheet,16 Feet X 12 Feet,Polypropylene, | Admin Consumables | Tarpulin Sheet | Nos | 6306 | 18.00 | 0.00 | Yes | Yes | No |  | finished_good |  | Buy external | No |  |  |  | Yes | Yes | Yes
AT • ABSSTEM Technologies LLP | AC3 | Cleaning Agents,Room Rreshner,Godrej, | Admin Consumables | Cleaning Agents | Nos | 3402 | 18.00 | 0.00 | Yes | Yes | No |  | finished_good |  | Buy external | No |  |  |  | Yes | Yes | Yes
AT • ABSSTEM Technologies LLP | AC30 | Tarpulin Sheet,40 Feet X 20 Feet,Polypropylene, | Admin Consumables | Tarpulin Sheet | Nos | 6306 | 18.00 | 0.00 | Yes | Yes | No |  | finished_good |  | Buy external | No |  |  |  | Yes | Yes | Yes
AT • ABSSTEM Technologies LLP | AC31 | Diary,With Graph,225 X 160 mm,,Absstem,Gray,Elastic Pen Holder, Ribbon Bookmark | Admin Consumables | Diary | Nos | 4901 | 18.00 | 0.00 | Yes | Yes | No |  | finished_good |  | Buy external | No |  |  |  | Yes | Yes | Yes
AT • ABSSTEM Technologies LLP | AC32 | Diary,,225 X 160 mm,,Absstem,Gray,Elastic Pen Holder, Ribbon Bookmark | Admin Consumables | Diary | Nos | 4901 | 18.00 | 0.00 | Yes | Yes | No |  | finished_good |  | Buy external | No |  |  |  | Yes | Yes | Yes
AT • ABSSTEM Technologies LLP | AC33 | Paper Sheet,A3,75 GSM,,Century,White | Admin Consumables | Paper Sheet | Nos | 4802 | 18.00 | 0.00 | Yes | Yes | No |  | finished_good |  | Buy external | No |  |  |  | Yes | Yes | Yes
AT • ABSSTEM Technologies LLP | AC34 | Paper Sheet,A4,75 GSM,,Spectra,White | Admin Consumables | Paper Sheet | Nos | 4802 | 18.00 | 0.00 | Yes | Yes | No |  | finished_good |  | Buy external | No |  |  |  | Yes | Yes | Yes
AT • ABSSTEM Technologies LLP | AC35 | Paper Sheet,Carbon,5-10 Micron,Carbon Fiber Sheet,kangaro,Blue | Admin Consumables | Paper Sheet | Nos | 4802 | 18.00 | 0.00 | Yes | Yes | No |  | finished_good |  | Buy external | No |  |  |  | Yes | Yes | Yes
AT • ABSSTEM Technologies LLP | AC36 | Paper Sheet,Carbon,5-10 Micron,Carbon Fiber Sheet,kangaro,Black | Admin Consumables | Paper Sheet | Nos | 4802 | 18.00 | 0.00 | Yes | Yes | No |  | finished_good |  | Buy external | No |  |  |  | Yes | Yes | Yes
AT • ABSSTEM Technologies LLP | AC37 | Paper Sheet,Bond Paper-A4,90 GSM,,JK,White | Admin Consumables | Paper Sheet | Nos | 4802 | 18.00 | 0.00 | Yes | Yes | No |  | finished_good |  | Buy external | No |  |  |  | Yes | Yes | Yes
AT • ABSSTEM Technologies LLP | AC38 | Shoe Cover,Disposable,35 Micron,Plastic,,Blue | Admin Consumables | Shoe Cover | Nos | 6403 | 18.00 | 0.00 | Yes | Yes | No |  | finished_good |  | Buy external | No |  |  |  | Yes | Yes | Yes
AT • ABSSTEM Technologies LLP | AC39 | Head Cover,Disposable,,Plastic,,Blue | Admin Consumables | Head Cover | Nos | 6403 | 18.00 | 0.00 | Yes | Yes | No |  | finished_good |  | Buy external | No |  |  |  | Yes | Yes | Yes
AT • ABSSTEM Technologies LLP | AC4 | Cleaning Agents,Room Rreshner,Uni Wick, | Admin Consumables | Cleaning Agents | Nos | 3402 | 18.00 | 0.00 | Yes | Yes | No |  | finished_good |  | Buy external | No |  |  |  | Yes | Yes | Yes
AT • ABSSTEM Technologies LLP | AC40 | Office File,Cobra,350 X 265 mm,,Unique | Admin Consumables | Office File | Nos | 3926 | 18.00 | 0.00 | Yes | Yes | No |  | finished_good |  | Buy external | No |  |  |  | Yes | Yes | Yes
AT • ABSSTEM Technologies LLP | AC41 | Office File,Index,350 X 265 mm,,Classmate | Admin Consumables | Office File | Nos | 3926 | 18.00 | 0.00 | Yes | Yes | No |  | finished_good |  | Buy external | No |  |  |  | Yes | Yes | Yes
AT • ABSSTEM Technologies LLP | AC42 | Eraser,Rubber,,Natraj | Admin Consumables | Eraser | Nos | 4016 | 18.00 | 0.00 | Yes | Yes | No |  | finished_good |  | Buy external | No |  |  |  | Yes | Yes | Yes
AT • ABSSTEM Technologies LLP | AC43 | Stapler Pin,Big - Plier,24/7-1M,MS,Kangaro | Admin Consumables | Stapler Pin | Nos | 8305 | 18.00 | 0.00 | Yes | Yes | No |  | finished_good |  | Buy external | No |  |  |  | Yes | Yes | Yes
AT • ABSSTEM Technologies LLP | AC44 | Stapler Pin,Small - Desktop,10-1M,MS,Kangaro | Admin Consumables | Stapler Pin | Nos | 8305 | 18.00 | 0.00 | Yes | Yes | No |  | finished_good |  | Buy external | No |  |  |  | Yes | Yes | Yes
AT • ABSSTEM Technologies LLP | AC45 | Stapler,Desktop,,Kangaro | Admin Consumables | Stapler | Nos | 8305 | 18.00 | 0.00 | Yes | Yes | No |  | finished_good |  | Buy external | No |  |  |  | Yes | Yes | Yes
AT • ABSSTEM Technologies LLP | AC46 | Stapler,Plier,,Kangaro | Admin Consumables | Stapler | Nos | 8305 | 18.00 | 0.00 | Yes | Yes | No |  | finished_good |  | Buy external | No |  |  |  | Yes | Yes | Yes
AT • ABSSTEM Technologies LLP | AC47 | Bag,Laptop Bag,Synthetic Leather,Absstem, | Admin Consumables | Bag | Nos | 4202 | 18.00 | 0.00 | Yes | Yes | No |  | finished_good |  | Buy external | No |  |  |  | Yes | Yes | Yes
AT • ABSSTEM Technologies LLP | AC48 | Bag,Carry Bag,Paper,Absstem, | Admin Consumables | Bag | Nos | 4202 | 18.00 | 0.00 | Yes | Yes | No |  | finished_good |  | Buy external | No |  |  |  | Yes | Yes | Yes
AT • ABSSTEM Technologies LLP | AC49 | Bag,Poly Bag-Small,Polyethylene,,Black | Admin Consumables | Bag | Nos | 4202 | 18.00 | 0.00 | Yes | Yes | No |  | finished_good |  | Buy external | No |  |  |  | Yes | Yes | Yes
AT • ABSSTEM Technologies LLP | AC5 | Cleaning Agents,Room Rreshner,Taski - R5, | Admin Consumables | Cleaning Agents | Nos | 3402 | 18.00 | 0.00 | Yes | Yes | No |  | finished_good |  | Buy external | No |  |  |  | Yes | Yes | Yes
AT • ABSSTEM Technologies LLP | AC50 | Bag,Poly Bag-Big,Polyethylene,,Black | Admin Consumables | Bag | Nos | 4202 | 18.00 | 0.00 | Yes | Yes | No |  | finished_good |  | Buy external | No |  |  |  | Yes | Yes | Yes
AT • ABSSTEM Technologies LLP | AC51 | Stamp,Self linked,Round,Synthetic Rubber,Absstem Technologies LLP. | Admin Consumables | Stamp | Nos | 9704 | 18.00 | 0.00 | Yes | Yes | No |  | finished_good |  | Buy external | No |  |  |  | Yes | Yes | Yes
AT • ABSSTEM Technologies LLP | AC52 | Stamp,Self linked,Round,Synthetic Rubber,Absstem Industrial Solution Pvt. Ltd. | Admin Consumables | Stamp | Nos | 9704 | 18.00 | 0.00 | Yes | Yes | No |  | finished_good |  | Buy external | No |  |  |  | Yes | Yes | Yes
AT • ABSSTEM Technologies LLP | AC53 | Stamp,Self linked,Rectanglar,Synthetic Rubber,Master Copy | Admin Consumables | Stamp | Nos | 9704 | 18.00 | 0.00 | Yes | Yes | No |  | finished_good |  | Buy external | No |  |  |  | Yes | Yes | Yes
AT • ABSSTEM Technologies LLP | AC54 | Stamp,Self linked,Rectanglar,Synthetic Rubber,Absolute | Admin Consumables | Stamp | Nos | 9704 | 18.00 | 0.00 | Yes | Yes | No |  | finished_good |  | Buy external | No |  |  |  | Yes | Yes | Yes
AT • ABSSTEM Technologies LLP | AC55 | Stamp,Self linked,Rectanglar,Synthetic Rubber,Control Copy | Admin Consumables | Stamp | Nos | 9704 | 18.00 | 0.00 | Yes | Yes | No |  | finished_good |  | Buy external | No |  |  |  | Yes | Yes | Yes
AT • ABSSTEM Technologies LLP | AC56 | Stamp,Self linked,Rectanglar,Synthetic Rubber,Director - Absstem Industrial Solutions Pvt. Ltd. | Admin Consumables | Stamp | Nos | 9704 | 18.00 | 0.00 | Yes | Yes | No |  | finished_good |  | Buy external | No |  |  |  | Yes | Yes | Yes
AT • ABSSTEM Technologies LLP | AC57 | Stamp,Self linked,Rectanglar,Synthetic Rubber,Designated Partner - Absstem Technologies LLP | Admin Consumables | Stamp | Nos | 9704 | 18.00 | 0.00 | Yes | Yes | No |  | finished_good |  | Buy external | No |  |  |  | Yes | Yes | Yes
AT • ABSSTEM Technologies LLP | AC58 | Stamp,Self linked,Rectanglar,Synthetic Rubber,Inward- Absstem Industrial Solutions Pvt. Ltd. | Admin Consumables | Stamp | Nos | 9704 | 18.00 | 0.00 | Yes | Yes | No |  | finished_good |  | Buy external | No |  |  |  | Yes | Yes | Yes
AT • ABSSTEM Technologies LLP | AC59 | Stamp,Self linked,Rectanglar,Synthetic Rubber,Inward - Absstem Technologies LLP. | Admin Consumables | Stamp | Nos | 9704 | 18.00 | 0.00 | Yes | Yes | No |  | finished_good |  | Buy external | No |  |  |  | Yes | Yes | Yes
AT • ABSSTEM Technologies LLP | AC6 | Cleaning Agents,Hand Wash,Taski, | Admin Consumables | Cleaning Agents | Nos | 3402 | 18.00 | 0.00 | Yes | Yes | No |  | finished_good |  | Buy external | No |  |  |  | Yes | Yes | Yes
AT • ABSSTEM Technologies LLP | AC60 | Stamp,Self linked,Rectanglar,Synthetic Rubber,Outward - Absstem Industrial Solutions Pvt. Ltd. | Admin Consumables | Stamp | Nos | 9704 | 18.00 | 0.00 | Yes | Yes | No |  | finished_good |  | Buy external | No |  |  |  | Yes | Yes | Yes
AT • ABSSTEM Technologies LLP | AC61 | Stamp,Self linked,Rectanglar,Synthetic Rubber,Outward - Absstem Technologies LLP. | Admin Consumables | Stamp | Nos | 9704 | 18.00 | 0.00 | Yes | Yes | No |  | finished_good |  | Buy external | No |  |  |  | Yes | Yes | Yes
AT • ABSSTEM Technologies LLP | AC62 | Stir Sticks,Wood, | Admin Consumables | Stir Sticks | Nos | 4404 | 18.00 | 0.00 | Yes | Yes | No |  | finished_good |  | Buy external | No |  |  |  | Yes | Yes | Yes
AT • ABSSTEM Technologies LLP | AC63 | Gift-Pack,Welcome-Kit,Absstem-W1 | Admin Consumables | Gift-Pack | Nos | 4823 | 18.00 | 0.00 | Yes | Yes | No |  | finished_good |  | Buy external | No |  |  |  | Yes | Yes | Yes
AT • ABSSTEM Technologies LLP | AC64 | Sharpener,Pencil,PVC/MS,Natraj | Admin Consumables | Sharpener | Nos | 8460 | 18.00 | 0.00 | Yes | Yes | No |  | finished_good |  | Buy external | No |  |  |  | Yes | Yes | Yes
AT • ABSSTEM Technologies LLP | AC65 | Pen,Ball,Blue,, | Admin Consumables | Pen | Nos | 9608 | 18.00 | 0.00 | Yes | Yes | No |  | finished_good |  | Buy external | No |  |  |  | Yes | Yes | Yes
AT • ABSSTEM Technologies LLP | AC66 | Pen,Ball,Red,, | Admin Consumables | Pen | Nos | 9608 | 18.00 | 0.00 | Yes | Yes | No |  | finished_good |  | Buy external | No |  |  |  | Yes | Yes | Yes
AT • ABSSTEM Technologies LLP | AC67 | Pen,Pencil,Black,,Natraj | Admin Consumables | Pen | Nos | 9608 | 18.00 | 0.00 | Yes | Yes | No |  | finished_good |  | Buy external | No |  |  |  | Yes | Yes | Yes
AT • ABSSTEM Technologies LLP | AC68 | Pen,Whitner,White,,Luxar | Admin Consumables | Pen | Nos | 5201 | 18.00 | 0.00 | Yes | Yes | No |  | finished_good |  | Buy external | No |  |  |  | Yes | Yes | Yes
AT • ABSSTEM Technologies LLP | AC69 | Pen,Temporary Marker,Black,,Camlin | Admin Consumables | Pen | Nos | 9608 | 18.00 | 0.00 | Yes | Yes | No |  | finished_good |  | Buy external | No |  |  |  | Yes | Yes | Yes
AT • ABSSTEM Technologies LLP | AC7 | Cleaning Agents,Glass Cleaner,Colin, | Admin Consumables | Cleaning Agents | Nos | 3402 | 18.00 | 0.00 | Yes | Yes | No |  | finished_good |  | Buy external | No |  |  |  | Yes | Yes | Yes
AT • ABSSTEM Technologies LLP | AC70 | Pen,Temporary Marker,Red,,Camlin | Admin Consumables | Pen | Nos | 9608 | 18.00 | 0.00 | Yes | Yes | No |  | finished_good |  | Buy external | No |  |  |  | Yes | Yes | Yes
AT • ABSSTEM Technologies LLP | AC71 | Pen,Temporary Marker,Green,,Camlin | Admin Consumables | Pen | Nos | 9608 | 18.00 | 0.00 | Yes | Yes | No |  | finished_good |  | Buy external | No |  |  |  | Yes | Yes | Yes
AT • ABSSTEM Technologies LLP | AC72 | Pen,Permanent Marker,Black,,Luxar | Admin Consumables | Pen | Nos | 9608 | 18.00 | 0.00 | Yes | Yes | No |  | finished_good |  | Buy external | No |  |  |  | Yes | Yes | Yes
AT • ABSSTEM Technologies LLP | AC73 | Pen,Permanent Marker,Red,,Luxar | Admin Consumables | Pen | Nos | 9608 | 18.00 | 0.00 | Yes | Yes | No |  | finished_good |  | Buy external | No |  |  |  | Yes | Yes | Yes
AT • ABSSTEM Technologies LLP | AC74 | Pen,Permanent Marker,Green,,Luxar | Admin Consumables | Pen | Nos | 9608 | 18.00 | 0.00 | Yes | Yes | No |  | finished_good |  | Buy external | No |  |  |  | Yes | Yes | Yes
AT • ABSSTEM Technologies LLP | AC75 | Pen,Highlighter,Light Green,,Luxar | Admin Consumables | Pen | Nos | 9608 | 18.00 | 0.00 | Yes | Yes | No |  | finished_good |  | Buy external | No |  |  |  | Yes | Yes | Yes
AT • ABSSTEM Technologies LLP | AC76 | Register Book,Muster Roll,, | Admin Consumables | Register Book | Nos | 4901 | 18.00 | 0.00 | Yes | Yes | No |  | finished_good |  | Buy external | No |  |  |  | Yes | Yes | Yes
AT • ABSSTEM Technologies LLP | AC77 | Register Book,Leave with Wages,, | Admin Consumables | Register Book | Nos | 4901 | 18.00 | 0.00 | Yes | Yes | No |  | finished_good |  | Buy external | No |  |  |  | Yes | Yes | Yes
AT • ABSSTEM Technologies LLP | AC78 | Register Book,Register of Adult or Child workers,, | Admin Consumables | Register Book | Nos | 4901 | 18.00 | 0.00 | Yes | Yes | No |  | finished_good |  | Buy external | No |  |  |  | Yes | Yes | Yes
AT • ABSSTEM Technologies LLP | AC79 | Register Book,Register of Accident Dangerous Occurrence,, | Admin Consumables | Register Book | Nos | 4901 | 18.00 | 0.00 | Yes | Yes | No |  | finished_good |  | Buy external | No |  |  |  | Yes | Yes | Yes
AT • ABSSTEM Technologies LLP | AC8 | Cleaning Agents,Floor cleaner,, | Admin Consumables | Cleaning Agents | Nos | 3402 | 18.00 | 0.00 | Yes | Yes | No |  | finished_good |  | Buy external | No |  |  |  | Yes | Yes | Yes
AT • ABSSTEM Technologies LLP | AC80 | Register Book,Fine,, | Admin Consumables | Register Book | Nos | 4901 | 18.00 | 0.00 | Yes | Yes | No |  | finished_good |  | Buy external | No |  |  |  | Yes | Yes | Yes
AT • ABSSTEM Technologies LLP | AC81 | Register Book,Over Time,, | Admin Consumables | Register Book | Nos | 4901 | 18.00 | 0.00 | Yes | Yes | No |  | finished_good |  | Buy external | No |  |  |  | Yes | Yes | Yes
AT • ABSSTEM Technologies LLP | AC82 | Register Book,Deduction for Damages Lossed,, | Admin Consumables | Register Book | Nos | 4901 | 18.00 | 0.00 | Yes | Yes | No |  | finished_good |  | Buy external | No |  |  |  | Yes | Yes | Yes
AT • ABSSTEM Technologies LLP | AC83 | Register Book,Advance,, | Admin Consumables | Register Book | Nos | 4901 | 18.00 | 0.00 | Yes | Yes | No |  | finished_good |  | Buy external | No |  |  |  | Yes | Yes | Yes
AT • ABSSTEM Technologies LLP | AC84 | Register Book,Compensatory Holidays,, | Admin Consumables | Register Book | Nos | 4901 | 18.00 | 0.00 | Yes | Yes | No |  | finished_good |  | Buy external | No |  |  |  | Yes | Yes | Yes
AT • ABSSTEM Technologies LLP | AC85 | Register Book,Lime Washing or Painting,, | Admin Consumables | Register Book | Nos | 4901 | 18.00 | 0.00 | Yes | Yes | No |  | finished_good |  | Buy external | No |  |  |  | Yes | Yes | Yes
AT • ABSSTEM Technologies LLP | AC86 | Register Book,Hygine - Right Cloth,, | Admin Consumables | Register Book | Nos | 4901 | 18.00 | 0.00 | Yes | Yes | No |  | finished_good |  | Buy external | No |  |  |  | Yes | Yes | Yes
AT • ABSSTEM Technologies LLP | AC87 | Register Book,Inspection Book under Factory Act,, | Admin Consumables | Register Book | Nos | 4901 | 18.00 | 0.00 | Yes | Yes | No |  | finished_good |  | Buy external | No |  |  |  | Yes | Yes | Yes
AT • ABSSTEM Technologies LLP | AC88 | Register Book,Equal Remuneration Under Equal Remuneration Act Form-D,, | Admin Consumables | Register Book | Nos | 4901 | 18.00 | 0.00 | Yes | Yes | No |  | finished_good |  | Buy external | No |  |  |  | Yes | Yes | Yes
AT • ABSSTEM Technologies LLP | AC89 | Register Book,Visitor Register,, | Admin Consumables | Register Book | Nos | 4901 | 18.00 | 0.00 | Yes | Yes | No |  | finished_good |  | Buy external | No |  |  |  | Yes | Yes | Yes
AT • ABSSTEM Technologies LLP | AC9 | Cleaning Agents,Tissues - M Fold,Novel, | Admin Consumables | Cleaning Agents | Nos | 3402 | 18.00 | 0.00 | Yes | Yes | No |  | finished_good |  | Buy external | No |  |  |  | Yes | Yes | Yes
AT • ABSSTEM Technologies LLP | AC90 | Register Book,In-Ward Register 6 Q,, | Admin Consumables | Register Book | Nos | 4901 | 18.00 | 0.00 | Yes | Yes | No |  | finished_good |  | Buy external | No |  |  |  | Yes | Yes | Yes
AT • ABSSTEM Technologies LLP | AC91 | Register Book,Out-Ward Register 4 Q,, | Admin Consumables | Register Book | Nos | 4901 | 18.00 | 0.00 | Yes | Yes | No |  | finished_good |  | Buy external | No |  |  |  | Yes | Yes | Yes
AT • ABSSTEM Technologies LLP | AC92 | Register Book,Blank,, | Admin Consumables | Register Book | Nos | 4901 | 18.00 | 0.00 | Yes | Yes | No |  | finished_good |  | Buy external | No |  |  |  | Yes | Yes | Yes
AT • ABSSTEM Technologies LLP | AC93 | Paper Punch,Two Hole,MS,Kangaro | Admin Consumables | Paper Punch | Nos | 8441 | 18.00 | 0.00 | Yes | Yes | No |  | finished_good |  | Buy external | No |  |  |  | Yes | Yes | Yes
AT • ABSSTEM Technologies LLP | AC94 | Dustbin,Bucket,10 Ltr,PVC,Unilite | Admin Consumables | Dustbin | Nos | 3924 | 18.00 | 0.00 | Yes | Yes | No |  | finished_good |  | Buy external | No |  |  |  | Yes | Yes | Yes
AT • ABSSTEM Technologies LLP | AC95 | Dustbin,Bucket,60 Ltr,PVC,Unilite | Admin Consumables | Dustbin | Nos | 3924 | 18.00 | 0.00 | Yes | Yes | No |  | finished_good |  | Buy external | No |  |  |  | Yes | Yes | Yes
AT • ABSSTEM Technologies LLP | AC96 | Water Bottle,250 ml,,Kinley,Transparent | Admin Consumables | Water Bottle | Nos | 3923 | 18.00 | 0.00 | Yes | Yes | No |  | finished_good |  | Buy external | No |  |  |  | Yes | Yes | Yes
AT • ABSSTEM Technologies LLP | AC97 | Water Bottle,250 ml,,Bisleri,Transparent | Admin Consumables | Water Bottle | Nos | 3923 | 18.00 | 0.00 | Yes | Yes | No |  | finished_good |  | Buy external | No |  |  |  | Yes | Yes | Yes
AT • ABSSTEM Technologies LLP | AC98 | Water Bottle,Empty,PVC,Milton, | Admin Consumables | Water Bottle | Nos | 3923 | 18.00 | 0.00 | Yes | Yes | No |  | finished_good |  | Buy external | No |  |  |  | Yes | Yes | Yes
AT • ABSSTEM Technologies LLP | AC99 | Tea,leaves,,Red Lable, | Admin Consumables | Tea | KG | 9021010 | 18.00 | 0.00 | Yes | Yes | No |  | finished_good |  | Buy external | No |  |  |  | Yes | Yes | Yes
AT • ABSSTEM Technologies LLP | ACM1 | Rotary Screw Compressor,Oil Lubricated,Kaeser-SXC 8,5.5 KW,3/4",28 CFM,7.5 Barg,Integrated Dryer-CT | Air Compressor | Rotary Screw Compressor | Nos | 340399 | 18.00 | 0.00 | Yes | Yes | No |  | finished_good |  | Buy external | No |  |  |  | Yes | Yes | Yes
AT • ABSSTEM Technologies LLP | ACM10 | Rotary Screw Compressor,Oil Lubricated,Kaeser-CSDX 165 T,90 KW,2",570 CFM,7.5 Barg,Integrated Dryer- | Air Compressor | Rotary Screw Compressor | Nos | 340399 | 18.00 | 0.00 | Yes | Yes | No |  | finished_good |  | Buy external | No |  |  |  | Yes | Yes | Yes
AT • ABSSTEM Technologies LLP | ACM11 | Rotary Screw Compressor,Oil Lubricated,IR-R11T-7 CE,11 KW,3/4",58 CFM,7.5 Barg,,,275 Kg,W826 x D759 | Air Compressor | Rotary Screw Compressor | Nos | 340399 | 18.00 | 0.00 | Yes | Yes | No |  | finished_good |  | Buy external | No |  |  |  | Yes | Yes | Yes
AT • ABSSTEM Technologies LLP | ACM12 | Rotary Screw Compressor,Oil Lubricated,IR-RSB15,15 KW,1",94 CFM,7.5 Barg,,,335 Kg,W787 x D690 x H116 | Air Compressor | Rotary Screw Compressor | Nos | 340399 | 18.00 | 0.00 | Yes | Yes | No |  | finished_good |  | Buy external | No |  |  |  | Yes | Yes | Yes
AT • ABSSTEM Technologies LLP | ACM13 | Rotary Screw Compressor,Oil Lubricated,IR-RSB18,18 KW,1",113 CFM,7.5 Barg,,,361 Kg,W787 x D690 x H11 | Air Compressor | Rotary Screw Compressor | Nos | 340399 | 18.00 | 0.00 | Yes | Yes | No |  | finished_good |  | Buy external | No |  |  |  | Yes | Yes | Yes
AT • ABSSTEM Technologies LLP | ACM14 | Rotary Screw Compressor,Oil Lubricated,IR-RSB22,22 KW,1",127 CFM,7.5 Barg,,,367 Kg,W787 x D690 x H11 | Air Compressor | Rotary Screw Compressor | Nos | 340399 | 18.00 | 0.00 | Yes | Yes | No |  | finished_good |  | Buy external | No |  |  |  | Yes | Yes | Yes
AT • ABSSTEM Technologies LLP | ACM15 | Rotary Screw Compressor,Oil Lubricated,IR-ML30,30 KW,1.5",208 CFM,7.5 Barg,,,950 Kg,W2100 x D1050 x | Air Compressor | Rotary Screw Compressor | Nos | 340399 | 18.00 | 0.00 | Yes | Yes | No |  | finished_good |  | Buy external | No |  |  |  | Yes | Yes | Yes
AT • ABSSTEM Technologies LLP | ACM16 | Rotary Screw Compressor,Oil Lubricated,IR-ML37,37 KW,1.5",254 CFM,7.5 Barg,,,970 Kg,W2100 x D1050 x | Air Compressor | Rotary Screw Compressor | Nos | 340399 | 18.00 | 0.00 | Yes | Yes | No |  | finished_good |  | Buy external | No |  |  |  | Yes | Yes | Yes
AT • ABSSTEM Technologies LLP | ACM17 | Rotary Screw Compressor,Oil Lubricated,IR-ML45,45 KW,1.5",275 CFM,7.5 Barg,,,956 Kg,W2050 x D1145 x | Air Compressor | Rotary Screw Compressor | Nos | 340399 | 18.00 | 0.00 | Yes | Yes | No |  | finished_good |  | Buy external | No |  |  |  | Yes | Yes | Yes
AT • ABSSTEM Technologies LLP | ACM18 | Rotary Screw Compressor,Oil Lubricated,IR-RSB 55,55 KW,2",,7.5 Barg,,69 dBA,1480 Kg,W2655 x D1325 x | Air Compressor | Rotary Screw Compressor | Nos | 8414 | 18.00 | 0.00 | Yes | Yes | No |  | finished_good |  | Buy external | No |  |  |  | Yes | Yes | Yes
AT • ABSSTEM Technologies LLP | ACM2 | Rotary Screw Compressor,Oil Lubricated,Kaeser-SM 15 T,9 KW,3/4",,7.5 Barg,Integrated Dryer,,, | Air Compressor | Rotary Screw Compressor | Nos | 340399 | 18.00 | 0.00 | Yes | Yes | No |  | finished_good |  | Buy external | No |  |  |  | Yes | Yes | Yes
AT • ABSSTEM Technologies LLP | ACM3 | Rotary Screw Compressor,Oil Lubricated,Kaeser-SK 22 T,11 KW,1",70 CFM,7.5 Barg,Integrated Dryer-ABT | Air Compressor | Rotary Screw Compressor | Nos | 340399 | 18.00 | 0.00 | Yes | Yes | No |  | finished_good |  | Buy external | No |  |  |  | Yes | Yes | Yes
AT • ABSSTEM Technologies LLP | ACM4 | Rotary Screw Compressor,Oil Lubricated,Kaeser-ASK 28 T,15 KW,1.25",101 CFM,7.5 Barg,Integrated Dryer | Air Compressor | Rotary Screw Compressor | Nos | 340399 | 18.00 | 0.00 | Yes | Yes | No |  | finished_good |  | Buy external | No |  |  |  | Yes | Yes | Yes
AT • ABSSTEM Technologies LLP | ACM5 | Rotary Screw Compressor,Oil Lubricated,Kaeser-ASK 34 T,18.5 KW,1.25",124 CFM,7.5 Barg,Integrated Dry | Air Compressor | Rotary Screw Compressor | Nos | 340399 | 18.00 | 0.00 | Yes | Yes | No |  | finished_good |  | Buy external | No |  |  |  | Yes | Yes | Yes
AT • ABSSTEM Technologies LLP | ACM6 | Rotary Screw Compressor,Oil Lubricated,Kaeser-ASD 40 T,22 KW,1.25",138 CFM,7.5 Barg,Integrated Dryer | Air Compressor | Rotary Screw Compressor | Nos | 340399 | 18.00 | 0.00 | Yes | Yes | No |  | finished_good |  | Buy external | No |  |  |  | Yes | Yes | Yes
AT • ABSSTEM Technologies LLP | ACM7 | Rotary Screw Compressor,Oil Lubricated,Kaeser-ASD 60 T,30 KW,1.25",195 CFM,7.5 Barg,Integrated Dryer | Air Compressor | Rotary Screw Compressor | Nos | 340399 | 18.00 | 0.00 | Yes | Yes | No |  | finished_good |  | Buy external | No |  |  |  | Yes | Yes | Yes
AT • ABSSTEM Technologies LLP | ACM8 | Rotary Screw Compressor,Oil Lubricated,Kaeser-BSD 65 T,30 KW,1.5",199 CFM,7.5 Barg,Integrated Dryer- | Air Compressor | Rotary Screw Compressor | Nos | 340399 | 18.00 | 0.00 | Yes | Yes | No |  | finished_good |  | Buy external | No |  |  |  | Yes | Yes | Yes
AT • ABSSTEM Technologies LLP | ACM9 | Rotary Screw Compressor,Oil Lubricated,Kaeser-BSD 75 T,37 KW,1.5",247 CFM,7.5 Barg,Integrated Dryer- | Air Compressor | Rotary Screw Compressor | Nos | 340399 | 18.00 | 0.00 | Yes | Yes | No |  | finished_good |  | Buy external | No |  |  |  | Yes | Yes | Yes
AT • ABSSTEM Technologies LLP | AD1 | Refrigerated Dryer,IR-D144 IN-A,3/4",14 Barg,85 CFM,(0.47 KW),230 V,38 Kg,W420 X D515 X H562 mm | Air Dryer | Refrigerated Dryer | Nos | 84211999 | 18.00 | 0.00 | Yes | Yes | No |  | finished_good |  | Buy external | No |  |  |  | Yes | Yes | Yes
AT • ABSSTEM Technologies LLP | AD2 | Refrigerated Dryer,IR-D180 IN-A,3/4",14 Barg,106 CFM,(0.61 KW),230 V,43 Kg,W420 X D515 X H562 mm | Air Dryer | Refrigerated Dryer | Nos | 84211999 | 18.00 | 0.00 | Yes | Yes | No |  | finished_good |  | Buy external | No |  |  |  | Yes | Yes | Yes
AT • ABSSTEM Technologies LLP | AD3 | Refrigerated Dryer,IR-D240 IN-A,1.5",14 Barg,141 CFM,(0.9 KW),230 V,76 Kg,W500 X D679 X H978 mm | Air Dryer | Refrigerated Dryer | Nos | 84211999 | 18.00 | 0.00 | Yes | Yes | No |  | finished_good |  | Buy external | No |  |  |  | Yes | Yes | Yes
AT • ABSSTEM Technologies LLP | AD4 | Refrigerated Dryer,IR-D360 IN-A,1.5",14 Barg,212 CFM,(0.9 KW),230 V,87 Kg,W500 X D679 X H978 mm | Air Dryer | Refrigerated Dryer | Nos | 84211999 | 18.00 | 0.00 | Yes | Yes | No |  | finished_good |  | Buy external | No |  |  |  | Yes | Yes | Yes
AT • ABSSTEM Technologies LLP | AD5 | Refrigerated Dryer,IR-D480 IN-A,1.5",14 Barg,282 CFM,(1.24 KW),230 V,110 Kg,W500 X D679 X H978 mm | Air Dryer | Refrigerated Dryer | Nos | 84211999 | 18.00 | 0.00 | Yes | Yes | No |  | finished_good |  | Buy external | No |  |  |  | Yes | Yes | Yes
AT • ABSSTEM Technologies LLP | AD6 | Refrigerated Dryer,IR-D600 IN-A,1.5",14 Barg,353 CFM,(2.11 KW),230 V,145 Kg,H1356 X W750 x L720 mm | Air Dryer | Refrigerated Dryer | Nos | 84211999 | 18.00 | 0.00 | Yes | Yes | No |  | finished_good |  | Buy external | No |  |  |  | Yes | Yes | Yes
AT • ABSSTEM Technologies LLP | AD7 | Refrigerated Dryer,IR-D780 IN-A,1.5",12 Barg,459 CFM,(2.11 KW),230 V,150 Kg,H1356 X W750 x L720 mm | Air Dryer | Refrigerated Dryer | Nos | 84211999 | 18.00 | 0.00 | Yes | Yes | No |  | finished_good |  | Buy external | No |  |  |  | Yes | Yes | Yes
AT • ABSSTEM Technologies LLP | AD8 | Refrigerated Dryer,IR-D950 IN-A,2",12 Barg,559 CFM,(2.43 KW),230 V,162 Kg,H1356 X W750 x L720 mm | Air Dryer | Refrigerated Dryer | Nos | 84211999 | 18.00 | 0.00 | Yes | Yes | No |  | finished_good |  | Buy external | No |  |  |  | Yes | Yes | Yes
AT • ABSSTEM Technologies LLP | AD9 | Refrigerated Dryer,CP-Z250,2",13 Barg,254 CFM,,230 V,85 Kg,W550 X D600 X H980 mm | Air Dryer | Refrigerated Dryer | Nos | 84211999 | 18.00 | 0.00 | Yes | Yes | No |  | finished_good |  | Buy external | No |  |  |  | Yes | Yes | Yes
AT • ABSSTEM Technologies LLP | AS1 | Absstem Shield-MEDO 01 | After Sales | AMC | Nos | 998719 | 18.00 | 99500.00 | Yes | No | No |  | finished_good | Absstem Shield - PSA Oxygen Plant Full Package - AMC | Buy external | No |  |  |  | Yes | Yes | Yes |  | Gas Generated | Medical Oxygen | Module Option | PSA plant Full Package | Make of Gas Generator | Absstem | Model of Gas Generator | MEDO 01 | Number of Visits | 4 Preventive + 2 Breakdown | Duration | 1 year | Consumables | Not Included
AT • ABSSTEM Technologies LLP | AS10 | Absstem Shield-MEDO 15 | After Sales | AMC | Nos | 998719 | 18.00 | 99500.00 | Yes | No | No |  | finished_good | Absstem Shield - PSA Oxygen Plant Full Package - AMC | Buy external | No |  |  |  | Yes | Yes | Yes |  | Gas Generated | Medical Oxygen | Module Option | PSA plant Full Package | Make of Gas Generator | Absstem | Model of Gas Generator | MEDO 15 | Number of Visits | 4 Preventive + 2 Breakdown | Duration | 1 year | Consumables | Not Included
AT • ABSSTEM Technologies LLP | AS100 | Absstem Shield Premium-MEDO 250 B | After Sales | CMC - MedO | Nos | 998719 | 18.00 | 1250000.00 | Yes | No | No |  | finished_good | Absstem Shield Premium - PSA Oxygen Plant only - CMC | Buy external | No |  |  |  | Yes | Yes | Yes |  | Gas Generated | Medical Oxygen | Module Option | PSA Plant Only | Make of Gas Generator | Absstem | Model of Gas Generator | MEDO 250 B | Number of Visits | 4 Preventive + Unlimited Breakdown | Duration | 1 year | Consumables | Included
AT • ABSSTEM Technologies LLP | AS11 | Absstem Shield-MEDO 18 | After Sales | AMC | Nos | 998719 | 18.00 | 99500.00 | Yes | No | No |  | finished_good | Absstem Shield - PSA Oxygen Plant Full Package - AMC | Buy external | No |  |  |  | Yes | Yes | Yes |  | Gas Generated | Medical Oxygen | Module Option | PSA plant Full Package | Make of Gas Generator | Absstem | Model of Gas Generator | MEDO 18 | Number of Visits | 4 Preventive + 2 Breakdown | Duration | 1 year | Consumables | Not Included
AT • ABSSTEM Technologies LLP | AS118 | Annual Maintenance Contract | After Sales | AMC | Nos | 998719 | 18.00 | 99500.00 | Yes | No | No |  | finished_good | Annual Maintenance Contract | Buy external | No |  |  |  | Yes | Yes | Yes |  | Duration | 1 year | Visit Schedule | 4 Preventive Visits + 2 Breakdown Visits | Make of PSA Oxygen Plant | Any Make
AT • ABSSTEM Technologies LLP | AS119 | Comprehensive Maintenance Contract | After Sales | CMC - MedO | Nos |  | 18.00 | 650000.00 | Yes | No | No |  | finished_good | Comprehensive Maintenance Contract | Buy external | No |  |  |  | Yes | Yes | Yes |  | Duration | 1 year | Visit Schedule | 4 Preventive Visits + Unlimited Breakdown Visits | Make of PSA Oxygen Plant | Any Make
AT • ABSSTEM Technologies LLP | AS12 | Absstem Shield-MEDO 22 | After Sales | AMC | Nos | 998719 | 18.00 | 99500.00 | Yes | No | No |  | finished_good | Absstem Shield - PSA Oxygen Plant Full Package - AMC | Buy external | No |  |  |  | Yes | Yes | Yes |  | Gas Generated | Medical Oxygen | Module Option | PSA plant Full Package | Make of Gas Generator | Absstem | Model of Gas Generator | MEDO 22 | Number of Visits | 4 Preventive + 2 Breakdown | Duration | 1 year | Consumables | Not Included
AT • ABSSTEM Technologies LLP | AS13 | Absstem Shield-MEDO 25 | After Sales | AMC | Nos | 998719 | 18.00 | 99500.00 | Yes | No | No |  | finished_good | Absstem Shield - PSA Oxygen Plant Full Package - AMC | Buy external | No |  |  |  | Yes | Yes | Yes |  | Gas Generated | Medical Oxygen | Module Option | PSA plant Full Package | Make of Gas Generator | Absstem | Model of Gas Generator | MEDO 25 | Number of Visits | 4 Preventive + 2 Breakdown | Duration | 1 year | Consumables | Not Included
AT • ABSSTEM Technologies LLP | AS14 | Absstem Shield-MEDO 30 | After Sales | AMC | Nos | 998719 | 18.00 | 99500.00 | Yes | No | No |  | finished_good | Absstem Shield - PSA Oxygen Plant Full Package - AMC | Buy external | No |  |  |  | Yes | Yes | Yes |  | Gas Generated | Medical Oxygen | Module Option | PSA plant Full Package | Make of Gas Generator | Absstem | Model of Gas Generator | MEDO 30 | Number of Visits | 4 Preventive + 2 Breakdown | Duration | 1 year | Consumables | Not Included
AT • ABSSTEM Technologies LLP | AS15 | Absstem Shield-MEDO 40 | After Sales | AMC | Nos | 998719 | 18.00 | 99500.00 | Yes | No | No |  | finished_good | Absstem Shield - PSA Oxygen Plant Full Package - AMC | Buy external | No |  |  |  | Yes | Yes | Yes |  | Gas Generated | Medical Oxygen | Module Option | PSA plant Full Package | Make of Gas Generator | Absstem | Model of Gas Generator | MEDO 40 | Number of Visits | 4 Preventive + 2 Breakdown | Duration | 1 year | Consumables | Not Included
AT • ABSSTEM Technologies LLP | AS16 | Absstem Shield-MEDO 45 | After Sales | AMC | Nos | 998719 | 18.00 | 99500.00 | Yes | No | No |  | finished_good | Absstem Shield - PSA Oxygen Plant Full Package - AMC | Buy external | No |  |  |  | Yes | Yes | Yes |  | Gas Generated | Medical Oxygen | Module Option | PSA plant Full Package | Make of Gas Generator | Absstem | Model of Gas Generator | MEDO 45 | Number of Visits | 4 Preventive + 2 Breakdown | Duration | 1 year | Consumables | Not Included
AT • ABSSTEM Technologies LLP | AS165 | Service Engineer Visit Charges | After Sales | Service Engineer Visit | per | 998719 | 18.00 | 7500.00 | Yes | No | No |  | finished_good | Engineer Visit Charges Per Day | Buy external | No |  |  |  | Yes | Yes | Yes |  | Lodging &amp;amp;amp;amp; Boarding | Client Scope ( If Required) | Client Scope | Any Civil, Electrical and heavy labor work.
AT • ABSSTEM Technologies LLP | AS17 | Absstem Shield-MEDO 50 | After Sales | AMC | Nos | 998719 | 18.00 | 99500.00 | Yes | No | No |  | finished_good | Absstem Shield - PSA Oxygen Plant Full Package - AMC | Buy external | No |  |  |  | Yes | Yes | Yes |  | Gas Generated | Medical Oxygen | Module Option | PSA plant Full Package | Make of Gas Generator | Absstem | Model of Gas Generator | MEDO 50 | Number of Visits | 4 Preventive + 2 Breakdown | Duration | 1 year | Consumables | Not Included
AT • ABSSTEM Technologies LLP | AS18 | Absstem Shield-MEDO 65 | After Sales | AMC | Nos | 998719 | 18.00 | 99500.00 | Yes | No | No |  | finished_good | Absstem Shield - PSA Oxygen Plant Full Package - AMC | Buy external | No |  |  |  | Yes | Yes | Yes |  | Gas Generated | Medical Oxygen | Module Option | PSA plant Full Package | Make of Gas Generator | Absstem | Model of Gas Generator | MEDO 65 | Number of Visits | 4 Preventive + 2 Breakdown | Duration | 1 year | Consumables | Not Included
AT • ABSSTEM Technologies LLP | AS19 | Absstem Shield-MEDO 75 | After Sales | AMC | Nos | 998719 | 18.00 | 99500.00 | Yes | No | No |  | finished_good | Absstem Shield - PSA Oxygen Plant Full Package - AMC | Buy external | No |  |  |  | Yes | Yes | Yes |  | Gas Generated | Medical Oxygen | Module Option | PSA plant Full Package | Make of Gas Generator | Absstem | Model of Gas Generator | MEDO 75 | Number of Visits | 4 Preventive + 2 Breakdown | Duration | 1 year | Consumables | Not Included
AT • ABSSTEM Technologies LLP | AS193 | Upgradation of PSA Plant | After Sales | CMC - MedO | Nos |  | 18.00 | 1475000.00 | Yes | No | No |  | finished_good | Upgradation of PSA Plant including : 1. Overhauling of Air compressor and Dryer 2. PSA tower Replacement 3. New Comptroller with Electrical control Plate 4. Valve Control Plate 5. Parts replacement like : NRV, Pressure Transmitter etc. | Buy external | No |  |  |  | Yes | Yes | Yes |  | Oxygen Plant Capacity | 100 LPM | Oxygen Pressure at ST outlet | 5.5 Barg | Oxygen Purity | 93 % ( +- 3%) | Warranty | 12 Months including all consumables of PSA oxygen Plant | Works to be Performed : | 1. Overhauling of Air compressor and Dryer including replacement of consumables and parts. 2. PSA tower Replacement 3. Installation of new Controller with Electrical control Plate 4. Replacement of Valve Control Plate 5. Parts replacement like : NRV, Pressure Transmitter etc.
AT • ABSSTEM Technologies LLP | AS2 | Absstem Shield-MEDO 02 | After Sales | AMC | Nos | 998719 | 18.00 | 99500.00 | Yes | No | No |  | finished_good | Absstem Shield - PSA Oxygen Plant Full Package - AMC | Buy external | No |  |  |  | Yes | Yes | Yes |  | Gas Generated | Medical Oxygen | Module Option | PSA plant Full Package | Make of Gas Generator | Absstem | Model of Gas Generator | MEDO 02 | Number of Visits | 4 Preventive + 2 Breakdown | Duration | 1 year | Consumables | Not Included
AT • ABSSTEM Technologies LLP | AS20 | Absstem Shield-MEDO 90 | After Sales | AMC | Nos | 998719 | 18.00 | 99500.00 | Yes | No | No |  | finished_good | Absstem Shield - PSA Oxygen Plant Full Package - AMC | Buy external | No |  |  |  | Yes | Yes | Yes |  | Gas Generated | Medical Oxygen | Module Option | PSA plant Full Package | Make of Gas Generator | Absstem | Model of Gas Generator | MEDO 90 | Number of Visits | 4 Preventive + 2 Breakdown | Duration | 1 year | Consumables | Not Included
AT • ABSSTEM Technologies LLP | AS21 | Absstem Shield-MEDO 110 | After Sales | AMC | Nos | 998719 | 18.00 | 99500.00 | Yes | No | No |  | finished_good | Absstem Shield - PSA Oxygen Plant Full Package - AMC | Buy external | No |  |  |  | Yes | Yes | Yes |  | Gas Generated | Medical Oxygen | Module Option | PSA plant Full Package | Make of Gas Generator | Absstem | Model of Gas Generator | MEDO 110 | Number of Visits | 4 Preventive + 2 Breakdown | Duration | 1 year | Consumables | Not Included
AT • ABSSTEM Technologies LLP | AS214 | Booster KIT complete overhaul 15T2 | After Sales | Spare | Nos |  | 18.00 | 0.00 | Yes | No | No |  | finished_good |  | Buy external | No |  |  |  | Yes | Yes | Yes
AT • ABSSTEM Technologies LLP | AS22 | Absstem Shield-MEDO 130 | After Sales | AMC | Nos | 998719 | 18.00 | 99500.00 | Yes | No | No |  | finished_good | Absstem Shield - PSA Oxygen Plant Full Package - AMC | Buy external | No |  |  |  | Yes | Yes | Yes |  | Gas Generated | Medical Oxygen | Module Option | PSA plant Full Package | Make of Gas Generator | Absstem | Model of Gas Generator | MEDO 130 | Number of Visits | 4 Preventive + 2 Breakdown | Duration | 1 year | Consumables | Not Included
AT • ABSSTEM Technologies LLP | AS23 | Absstem Shield-MEDO 150 | After Sales | AMC | Nos | 998719 | 18.00 | 99500.00 | Yes | No | No |  | finished_good | Absstem Shield - PSA Oxygen Plant Full Package - AMC | Buy external | No |  |  |  | Yes | Yes | Yes |  | Gas Generated | Medical Oxygen | Module Option | PSA plant Full Package | Make of Gas Generator | Absstem | Model of Gas Generator | MEDO 150 | Number of Visits | 4 Preventive + 2 Breakdown | Duration | 1 year | Consumables | Not Included
AT • ABSSTEM Technologies LLP | AS24 | Absstem Shield-MEDO 200 | After Sales | AMC | Nos | 998719 | 18.00 | 99500.00 | Yes | No | No |  | finished_good | Absstem Shield - PSA Oxygen Plant Full Package - AMC | Buy external | No |  |  |  | Yes | Yes | Yes |  | Gas Generated | Medical Oxygen | Module Option | PSA plant Full Package | Make of Gas Generator | Absstem | Model of Gas Generator | MEDO 200 | Number of Visits | 4 Preventive + 2 Breakdown | Duration | 1 year | Consumables | Not Included
AT • ABSSTEM Technologies LLP | AS25 | Absstem Shield-MEDO 250 | After Sales | AMC | Nos | 998719 | 18.00 | 99500.00 | Yes | No | No |  | finished_good | Absstem Shield - PSA Oxygen Plant Full Package - AMC | Buy external | No |  |  |  | Yes | Yes | Yes |  | Gas Generated | Medical Oxygen | Module Option | PSA plant Full Package | Make of Gas Generator | Absstem | Model of Gas Generator | MEDO 250 | Number of Visits | 4 Preventive + 2 Breakdown | Duration | 1 year | Consumables | Not Included
AT • ABSSTEM Technologies LLP | AS259 | Air Compressor 18 KW Make- CP | After Sales | Spare | PCS |  | 18.00 | 0.00 | Yes | No | No |  | finished_good |  | Buy external | No |  |  |  | Yes | Yes | Yes
AT • ABSSTEM Technologies LLP | AS26 | Absstem Shield Premium-MEDO 01 | After Sales | CMC - MedO | Nos | 998719 | 18.00 | 250000.00 | Yes | No | No |  | finished_good | Absstem Shield Premium - PSA Oxygen Plant Full Package - CMC | Buy external | No |  |  |  | Yes | Yes | Yes |  | Gas Generated | Medical Oxygen | Module Option | PSA plant Full Package | Make of Gas Generator | Absstem | Model of Gas Generator | MEDO 01 | Number of Visits | 4 Preventive + Unlimited Breakdown | Duration | 1 year | Consumables | Included
AT • ABSSTEM Technologies LLP | AS27 | Absstem Shield Premium-MEDO 02 | After Sales | CMC - MedO | Nos | 998719 | 18.00 | 268750.00 | Yes | No | No |  | finished_good | Absstem Shield Premium - PSA Oxygen Plant Full Package - CMC | Buy external | No |  |  |  | Yes | Yes | Yes |  | Gas Generated | Medical Oxygen | Module Option | PSA plant Full Package | Make of Gas Generator | Absstem | Model of Gas Generator | MEDO 02 | Number of Visits | 4 Preventive + Unlimited Breakdown | Duration | 1 year | Consumables | Included
AT • ABSSTEM Technologies LLP | AS28 | Absstem Shield Premium-MEDO 03 | After Sales | CMC - MedO | Nos | 998719 | 18.00 | 287500.00 | Yes | No | No |  | finished_good | Absstem Shield Premium - PSA Oxygen Plant Full Package - CMC | Buy external | No |  |  |  | Yes | Yes | Yes |  | Gas Generated | Medical Oxygen | Module Option | PSA plant Full Package | Make of Gas Generator | Absstem | Model of Gas Generator | MEDO 03 | Number of Visits | 4 Preventive + Unlimited Breakdown | Duration | 1 year | Consumables | Included
AT • ABSSTEM Technologies LLP | AS29 | Absstem Shield Premium-MEDO 04 | After Sales | CMC - MedO | Nos | 998719 | 18.00 | 306250.00 | Yes | No | No |  | finished_good | Absstem Shield Premium - PSA Oxygen Plant Full Package - CMC | Buy external | No |  |  |  | Yes | Yes | Yes |  | Gas Generated | Medical Oxygen | Module Option | PSA plant Full Package | Make of Gas Generator | Absstem | Model of Gas Generator | MEDO 04 | Number of Visits | 4 Preventive + Unlimited Breakdown | Duration | 1 year | Consumables | Included
AT • ABSSTEM Technologies LLP | AS3 | Absstem Shield-MEDO 03 | After Sales | AMC | Nos | 998719 | 18.00 | 99500.00 | Yes | No | No |  | finished_good | Absstem Shield - PSA Oxygen Plant Full Package - AMC | Buy external | No |  |  |  | Yes | Yes | Yes |  | Gas Generated | Medical Oxygen | Module Option | PSA plant Full Package | Make of Gas Generator | Absstem | Model of Gas Generator | MEDO 03 | Number of Visits | 4 Preventive + 2 Breakdown | Duration | 1 year | Consumables | Not Included
AT • ABSSTEM Technologies LLP | AS30 | Absstem Shield Premium-MEDO 05 | After Sales | CMC - MedO | Nos | 998719 | 18.00 | 325000.00 | Yes | No | No |  | finished_good | Absstem Shield Premium - PSA Oxygen Plant Full Package - CMC | Buy external | No |  |  |  | Yes | Yes | Yes |  | Gas Generated | Medical Oxygen | Module Option | PSA plant Full Package | Make of Gas Generator | Absstem | Model of Gas Generator | MEDO 05 | Number of Visits | 4 Preventive + Unlimited Breakdown | Duration | 1 year | Consumables | Included
AT • ABSSTEM Technologies LLP | AS31 | Absstem Shield Premium-MEDO 06 | After Sales | CMC - MedO | Nos | 998719 | 18.00 | 337500.00 | Yes | No | No |  | finished_good | Absstem Shield Premium - PSA Oxygen Plant Full Package - CMC | Buy external | No |  |  |  | Yes | Yes | Yes |  | Gas Generated | Medical Oxygen | Module Option | PSA plant Full Package | Make of Gas Generator | Absstem | Model of Gas Generator | MEDO 06 | Number of Visits | 4 Preventive + Unlimited Breakdown | Duration | 1 year | Consumables | Included
AT • ABSSTEM Technologies LLP | AS32 | Absstem Shield Premium-MEDO 07 | After Sales | CMC - MedO | Nos | 998719 | 18.00 | 343750.00 | Yes | No | No |  | finished_good | Absstem Shield Premium - PSA Oxygen Plant Full Package - CMC | Buy external | No |  |  |  | Yes | Yes | Yes |  | Gas Generated | Medical Oxygen | Module Option | PSA plant Full Package | Make of Gas Generator | Absstem | Model of Gas Generator | MEDO 07 | Number of Visits | 4 Preventive + Unlimited Breakdown | Duration | 1 year | Consumables | Included
AT • ABSSTEM Technologies LLP | AS33 | Absstem Shield Premium-MEDO 09 | After Sales | CMC - MedO | Nos | 998719 | 18.00 | 375000.00 | Yes | No | No |  | finished_good | Absstem Shield Premium - PSA Oxygen Plant Full Package - CMC | Buy external | No |  |  |  | Yes | Yes | Yes |  | Gas Generated | Medical Oxygen | Module Option | PSA plant Full Package | Make of Gas Generator | Absstem | Model of Gas Generator | MEDO 09 | Number of Visits | 4 Preventive + Unlimited Breakdown | Duration | 1 year | Consumables | Included
AT • ABSSTEM Technologies LLP | AS34 | Absstem Shield Premium-MEDO 12.5 | After Sales | CMC - MedO | Nos | 998719 | 18.00 | 393750.00 | Yes | No | No |  | finished_good | Absstem Shield Premium - PSA Oxygen Plant Full Package - CMC | Buy external | No |  |  |  | Yes | Yes | Yes |  | Gas Generated | Medical Oxygen | Module Option | PSA plant Full Package | Make of Gas Generator | Absstem | Model of Gas Generator | MEDO 12.5 | Number of Visits | 4 Preventive + Unlimited Breakdown | Duration | 1 year | Consumables | Included
AT • ABSSTEM Technologies LLP | AS35 | Absstem Shield Premium-MEDO 15 | After Sales | CMC - MedO | Nos | 998719 | 18.00 | 406250.00 | Yes | No | No |  | finished_good | Absstem Shield Premium - PSA Oxygen Plant Full Package - CMC | Buy external | No |  |  |  | Yes | Yes | Yes |  | Gas Generated | Medical Oxygen | Module Option | PSA plant Full Package | Make of Gas Generator | Absstem | Model of Gas Generator | MEDO 15 | Number of Visits | 4 Preventive + Unlimited Breakdown | Duration | 1 year | Consumables | Included
AT • ABSSTEM Technologies LLP | AS36 | Absstem Shield Premium-MEDO 18 | After Sales | CMC - MedO | Nos | 998719 | 18.00 | 437500.00 | Yes | No | No |  | finished_good | Absstem Shield Premium - PSA Oxygen Plant Full Package - CMC | Buy external | No |  |  |  | Yes | Yes | Yes |  | Gas Generated | Medical Oxygen | Module Option | PSA plant Full Package | Make of Gas Generator | Absstem | Model of Gas Generator | MEDO 18 | Number of Visits | 4 Preventive + Unlimited Breakdown | Duration | 1 year | Consumables | Included
AT • ABSSTEM Technologies LLP | AS37 | Absstem Shield Premium-MEDO 22 | After Sales | CMC - MedO | Nos | 998719 | 18.00 | 468750.00 | Yes | No | No |  | finished_good | Absstem Shield Premium - PSA Oxygen Plant Full Package - CMC | Buy external | No |  |  |  | Yes | Yes | Yes |  | Gas Generated | Medical Oxygen | Module Option | PSA plant Full Package | Make of Gas Generator | Absstem | Model of Gas Generator | MEDO 22 | Number of Visits | 4 Preventive + Unlimited Breakdown | Duration | 1 year | Consumables | Included
AT • ABSSTEM Technologies LLP | AS38 | Absstem Shield Premium-MEDO 25 | After Sales | CMC - MedO | Nos | 998719 | 18.00 | 512500.00 | Yes | No | No |  | finished_good | Absstem Shield Premium - PSA Oxygen Plant Full Package - CMC | Buy external | No |  |  |  | Yes | Yes | Yes |  | Gas Generated | Medical Oxygen | Module Option | PSA plant Full Package | Make of Gas Generator | Absstem | Model of Gas Generator | MEDO 25 | Number of Visits | 4 Preventive + Unlimited Breakdown | Duration | 1 year | Consumables | Included
AT • ABSSTEM Technologies LLP | AS387 | AMC | After Sales | AMC | Bundle |  | 18.00 | 0.00 | Yes | Yes | No |  | finished_good |  | Buy external | No |  |  |  | Yes | Yes | Yes
AT • ABSSTEM Technologies LLP | AS39 | Absstem Shield Premium-MEDO 30 | After Sales | CMC - MedO | Nos | 998719 | 18.00 | 537500.00 | Yes | No | No |  | finished_good | Absstem Shield Premium - PSA Oxygen Plant Full Package - CMC | Buy external | No |  |  |  | Yes | Yes | Yes |  | Gas Generated | Medical Oxygen | Module Option | PSA plant Full Package | Make of Gas Generator | Absstem | Model of Gas Generator | MEDO 30 | Number of Visits | 4 Preventive + Unlimited Breakdown | Duration | 1 year | Consumables | Included
AT • ABSSTEM Technologies LLP | AS4 | Absstem Shield-MEDO 04 | After Sales | AMC | Nos | 998719 | 18.00 | 99500.00 | Yes | No | No |  | finished_good | Absstem Shield - PSA Oxygen Plant Full Package - AMC | Buy external | No |  |  |  | Yes | Yes | Yes |  | Gas Generated | Medical Oxygen | Module Option | PSA plant Full Package | Make of Gas Generator | Absstem | Model of Gas Generator | MEDO 04 | Number of Visits | 4 Preventive + 2 Breakdown | Duration | 1 year | Consumables | Not Included
AT • ABSSTEM Technologies LLP | AS40 | Absstem Shield Premium-MEDO 40 | After Sales | CMC - MedO | Nos | 998719 | 18.00 | 593750.00 | Yes | No | No |  | finished_good | Absstem Shield Premium - PSA Oxygen Plant Full Package - CMC | Buy external | No |  |  |  | Yes | Yes | Yes |  | Gas Generated | Medical Oxygen | Module Option | PSA plant Full Package | Make of Gas Generator | Absstem | Model of Gas Generator | MEDO 40 | Number of Visits | 4 Preventive + Unlimited Breakdown | Duration | 1 year | Consumables | Included
AT • ABSSTEM Technologies LLP | AS41 | Absstem Shield Premium-MEDO 45 | After Sales | CMC - MedO | Nos | 998719 | 18.00 | 625000.00 | Yes | No | No |  | finished_good | Absstem Shield Premium - PSA Oxygen Plant Full Package - CMC | Buy external | No |  |  |  | Yes | Yes | Yes |  | Gas Generated | Medical Oxygen | Module Option | PSA plant Full Package | Make of Gas Generator | Absstem | Model of Gas Generator | MEDO 45 | Number of Visits | 4 Preventive + Unlimited Breakdown | Duration | 1 year | Consumables | Included
AT • ABSSTEM Technologies LLP | AS417 | Heat Exchanger/ COOLER 18,5/22KW Part No- 100015141 Make IR | After Sales | Spare | Nos | 84149090 | 18.00 | 0.00 | Yes | No | No |  | finished_good |  | Buy external | No |  |  |  | Yes | Yes | Yes
AT • ABSSTEM Technologies LLP | AS42 | Absstem Shield Premium-MEDO 50 | After Sales | CMC - MedO | Nos | 998719 | 18.00 | 668750.00 | Yes | No | No |  | finished_good | Absstem Shield Premium - PSA Oxygen Plant Full Package - CMC | Buy external | No |  |  |  | Yes | Yes | Yes |  | Gas Generated | Medical Oxygen | Module Option | PSA plant Full Package | Make of Gas Generator | Absstem | Model of Gas Generator | MEDO 50 | Number of Visits | 4 Preventive + Unlimited Breakdown | Duration | 1 year | Consumables | Included
AT • ABSSTEM Technologies LLP | AS43 | Absstem Shield Premium-MEDO 65 | After Sales | CMC - MedO | Nos | 998719 | 18.00 | 718750.00 | Yes | No | No |  | finished_good | Absstem Shield Premium - PSA Oxygen Plant Full Package - CMC | Buy external | No |  |  |  | Yes | Yes | Yes |  | Gas Generated | Medical Oxygen | Module Option | PSA plant Full Package | Make of Gas Generator | Absstem | Model of Gas Generator | MEDO 65 | Number of Visits | 4 Preventive + Unlimited Breakdown | Duration | 1 year | Consumables | Included
AT • ABSSTEM Technologies LLP | AS44 | Absstem Shield Premium-MEDO 75 | After Sales | CMC - MedO | Nos | 998719 | 18.00 | 843750.00 | Yes | No | No |  | finished_good | Absstem Shield Premium - PSA Oxygen Plant Full Package - CMC | Buy external | No |  |  |  | Yes | Yes | Yes |  | Gas Generated | Medical Oxygen | Module Option | PSA plant Full Package | Make of Gas Generator | Absstem | Model of Gas Generator | MEDO 75 | Number of Visits | 4 Preventive + Unlimited Breakdown | Duration | 1 year | Consumables | Included
AT • ABSSTEM Technologies LLP | AS443 | AIR FILTER ASSY 530 CFM B004700770039 Q1 Make Elgi EG45 | After Sales | Repair - PSA Oxygen Plant-D | PCS | 84212300 | 18.00 | 0.00 | Yes | No | No |  | finished_good |  | Buy external | No |  |  |  | Yes | Yes | Yes
AT • ABSSTEM Technologies LLP | AS45 | Absstem Shield Premium-MEDO 90 | After Sales | CMC - MedO | Nos | 998719 | 18.00 | 975000.00 | Yes | No | No |  | finished_good | Absstem Shield Premium - PSA Oxygen Plant Full Package - CMC | Buy external | No |  |  |  | Yes | Yes | Yes |  | Gas Generated | Medical Oxygen | Module Option | PSA plant Full Package | Make of Gas Generator | Absstem | Model of Gas Generator | MEDO 90 | Number of Visits | 4 Preventive + Unlimited Breakdown | Duration | 1 year | Consumables | Included
AT • ABSSTEM Technologies LLP | AS452 | Fin 707 Cleaner Make- Komter | After Sales | Spare | LTR | 84212900 | 18.00 | 0.00 | Yes | No | No | KOMTER | finished_good |  | Buy external | No |  |  |  | Yes | Yes | Yes
AT • ABSSTEM Technologies LLP | AS453 | Motor Bearing - Make- Komter | After Sales | Spare | PCS | 84212190 | 18.00 | 0.00 | Yes | No | No | KOMTER | finished_good |  | Buy external | No |  |  |  | Yes | Yes | Yes
AT • ABSSTEM Technologies LLP | AS455 | MAIN FOR KS710 STAR CONTACTOR FOR KS15 20 LC1E 1801M7 Make Komter | After Sales | Spare | Nos | 85365010 | 18.00 | 0.00 | Yes | No | No | KOMTER | finished_good |  | Buy external | No |  |  |  | Yes | Yes | Yes
AT • ABSSTEM Technologies LLP | AS46 | Absstem Shield Premium-MEDO 110 | After Sales | CMC - MedO | Nos | 998719 | 18.00 | 1112500.00 | Yes | No | No |  | finished_good | Absstem Shield Premium - PSA Oxygen Plant Full Package - CMC | Buy external | No |  |  |  | Yes | Yes | Yes |  | Gas Generated | Medical Oxygen | Module Option | PSA plant Full Package | Make of Gas Generator | Absstem | Model of Gas Generator | MEDO 110 | Number of Visits | 4 Preventive + Unlimited Breakdown | Duration | 1 year | Consumables | Included
AT • ABSSTEM Technologies LLP | AS466 | INTAKE VALVE FOR KS 7,10 15 AIV25Y-F | After Sales | Komter Spare | PCS |  | 18.00 | 0.00 | Yes | No | No | KOMTER | finished_good |  | Buy external | No |  |  |  | Yes | Yes | Yes
AT • ABSSTEM Technologies LLP | AS47 | Absstem Shield Premium-MEDO 130 | After Sales | CMC - MedO | Nos | 998719 | 18.00 | 1288750.00 | Yes | No | No |  | finished_good | Absstem Shield Premium - PSA Oxygen Plant Full Package - CMC | Buy external | No |  |  |  | Yes | Yes | Yes |  | Gas Generated | Medical Oxygen | Module Option | PSA plant Full Package | Make of Gas Generator | Absstem | Model of Gas Generator | MEDO 130 | Number of Visits | 4 Preventive + Unlimited Breakdown | Duration | 1 year | Consumables | Included
AT • ABSSTEM Technologies LLP | AS473 | AIR OIL SEPRATOR KS20 Old, KPM 15, KPM 20 - 740239343 | After Sales | Komter Spare | Nos | 84149090 | 18.00 | 0.00 | Yes | No | No | KOMTER | finished_good |  | Buy external | No |  |  |  | Yes | Yes | Yes
AT • ABSSTEM Technologies LLP | AS474 | CT COIL 40A Komater Compressor | After Sales | Komter Spare | Nos | 7208 | 18.00 | 0.00 | Yes | No | No | KOMTER | finished_good |  | Buy external | No |  |  |  | Yes | Yes | Yes
AT • ABSSTEM Technologies LLP | AS477 | Spare-Q,Oxygen Sensor | After Sales | Spare-Q | Nos | 90330000 | 18.00 | 12800.00 | Yes | Yes | No |  | finished_good |  | Buy external | No |  |  |  | Yes | Yes | Yes
AT • ABSSTEM Technologies LLP | AS478 | Spare-Q,Oxygen Analyser | After Sales | Spare-Q | Nos | 902710 | 18.00 | 78000.00 | Yes | Yes | No |  | finished_good |  | Buy external | No |  |  |  | Yes | Yes | Yes
AT • ABSSTEM Technologies LLP | AS479 | Spare-Q,Angle Valve 1/2" | After Sales | Spare-Q | Nos | 8481 | 18.00 | 9500.00 | Yes | Yes | No |  | finished_good |  | Buy external | No |  |  |  | Yes | Yes | Yes
AT • ABSSTEM Technologies LLP | AS48 | Absstem Shield Premium-MEDO 150 | After Sales | CMC - MedO | Nos | 998719 | 18.00 | 1537500.00 | Yes | No | No |  | finished_good | Absstem Shield Premium - PSA Oxygen Plant Full Package - CMC | Buy external | No |  |  |  | Yes | Yes | Yes |  | Gas Generated | Medical Oxygen | Module Option | PSA plant Full Package | Make of Gas Generator | Absstem | Model of Gas Generator | MEDO 150 | Number of Visits | 4 Preventive + Unlimited Breakdown | Duration | 1 year | Consumables | Included
AT • ABSSTEM Technologies LLP | AS480 | Spare-Q,Angle Valve 3/4" | After Sales | Spare-Q | Nos | 8481 | 18.00 | 11800.00 | Yes | Yes | No |  | finished_good |  | Buy external | No |  |  |  | Yes | Yes | Yes
AT • ABSSTEM Technologies LLP | AS481 | Spare-Q,Angle Valve 1" | After Sales | Spare-Q | Nos | 8481 | 18.00 | 19500.00 | Yes | Yes | No |  | finished_good |  | Buy external | No |  |  |  | Yes | Yes | Yes
AT • ABSSTEM Technologies LLP | AS482 | Spare-Q,Angle Valve 1.5" | After Sales | Spare-Q | Nos | 8481 | 18.00 | 28000.00 | Yes | Yes | No |  | finished_good |  | Buy external | No |  |  |  | Yes | Yes | Yes
AT • ABSSTEM Technologies LLP | AS483 | Spare-Q,Angle Valve SOV | After Sales | Spare-Q | Nos | 8481 | 18.00 | 8500.00 | Yes | Yes | No |  | finished_good |  | Buy external | No |  |  |  | Yes | Yes | Yes
AT • ABSSTEM Technologies LLP | AS484 | Spare-Q,Compressor Service Kit 2k/3k Hours | After Sales | Spare-Q | Nos | 84149090 | 18.00 | 40000.00 | Yes | Yes | No |  | finished_good |  | Buy external | No |  |  |  | Yes | Yes | Yes
AT • ABSSTEM Technologies LLP | AS485 | Spare-Q,Compressor Service Kit 4k/8k Hours | After Sales | Spare-Q | Nos | 84149090 | 18.00 | 95000.00 | Yes | Yes | No |  | finished_good |  | Buy external | No |  |  |  | Yes | Yes | Yes
AT • ABSSTEM Technologies LLP | AS486 | Spare-Q,Compressor Coolant Oil | After Sales | Spare-Q | LTR | 34039900 | 18.00 | 2400.00 | Yes | Yes | No |  | finished_good |  | Buy external | No |  |  |  | Yes | Yes | Yes
AT • ABSSTEM Technologies LLP | AS487 | Spare-Q,Line Filter Element | After Sales | Spare-Q | Nos | 84219900 | 18.00 | 21000.00 | Yes | Yes | No |  | finished_good |  | Buy external | No |  |  |  | Yes | Yes | Yes
AT • ABSSTEM Technologies LLP | AS488 | Spare-Q,Compressor Control Card | After Sales | Spare-Q | Nos | 9029 | 18.00 | 145000.00 | Yes | Yes | No |  | finished_good |  | Buy external | No |  |  |  | Yes | Yes | Yes
AT • ABSSTEM Technologies LLP | AS489 | Spare-Q,Dryer Controller | After Sales | Spare-Q | Nos | 84818090 | 18.00 | 18000.00 | Yes | Yes | No |  | finished_good |  | Buy external | No |  |  |  | Yes | Yes | Yes
AT • ABSSTEM Technologies LLP | AS49 | Absstem Shield Premium-MEDO 200 | After Sales | CMC - MedO | Nos | 998719 | 18.00 | 1718750.00 | Yes | No | No |  | finished_good | Absstem Shield Premium - PSA Oxygen Plant Full Package - CMC | Buy external | No |  |  |  | Yes | Yes | Yes |  | Gas Generated | Medical Oxygen | Module Option | PSA plant Full Package | Make of Gas Generator | Absstem | Model of Gas Generator | MEDO 200 | Number of Visits | 4 Preventive + Unlimited Breakdown | Duration | 1 year | Consumables | Included
AT • ABSSTEM Technologies LLP | AS490 | Spare-Q,Dryer Compressor Service Kit | After Sales | Spare-Q | Nos | 8421 | 18.00 | 45000.00 | Yes | Yes | No |  | finished_good |  | Buy external | No |  |  |  | Yes | Yes | Yes
AT • ABSSTEM Technologies LLP | AS491 | Spare-Q,Muffler,Alwitco-M10,1" | After Sales | Spare-Q | Nos | 84149090 | 18.00 | 19000.00 | Yes | Yes | No |  | finished_good |  | Buy external | No |  |  |  | Yes | Yes | Yes
AT • ABSSTEM Technologies LLP | AS492 | Spare-Q,Muffler,Alwitco-M15,1.5" | After Sales | Spare-Q | Nos | 84149090 | 18.00 | 22500.00 | Yes | Yes | No |  | finished_good |  | Buy external | No |  |  |  | Yes | Yes | Yes
AT • ABSSTEM Technologies LLP | AS493 | Spare-Q,Sieves,ZMS | After Sales | Spare-Q | Nos | 38029019 | 18.00 | 1450.00 | Yes | Yes | No |  | finished_good |  | Buy external | No |  |  |  | Yes | Yes | Yes
AT • ABSSTEM Technologies LLP | AS494 | Spare-Q,Sieves,Activated Carbon-Granular | After Sales | Spare-Q | Nos | 38021000 | 18.00 | 380.00 | Yes | Yes | No |  | finished_good |  | Buy external | No |  |  |  | Yes | Yes | Yes
AT • ABSSTEM Technologies LLP | AS495 | Spare-Q,UPS,Offline,Microtek,1000 VA | After Sales | Spare-Q | Nos | 8504 | 18.00 | 28000.00 | Yes | Yes | No |  | finished_good |  | Buy external | No |  |  |  | Yes | Yes | Yes
AT • ABSSTEM Technologies LLP | AS496 | Spare-Q,Filter Regulator 1/2" | After Sales | Spare-Q | Nos | 8481 | 18.00 | 8800.00 | Yes | Yes | No |  | finished_good |  | Buy external | No |  |  |  | Yes | Yes | Yes
AT • ABSSTEM Technologies LLP | AS497 | Spare-Q,Display Screen,Controller,Absstem-ABS,Membrane Button,,24 V DC | After Sales | Spare-Q | Nos | 8531 | 18.00 | 95000.00 | Yes | Yes | No |  | finished_good |  | Buy external | No |  |  |  | Yes | Yes | Yes
AT • ABSSTEM Technologies LLP | AS498 | Service-Q,PSA Oxygen Plant Dismantle | After Sales | Service-Q | Nos | 9987 | 18.00 | 110000.00 | Yes | Yes | No |  | finished_good |  | Buy external | No |  |  |  | Yes | Yes | Yes
AT • ABSSTEM Technologies LLP | AS499 | Service-Q,PSA Oxygen Plant Shifting | After Sales | Service-Q | LTR | 9987 | 18.00 | 65000.00 | Yes | Yes | No |  | finished_good |  | Buy external | No |  |  |  | Yes | Yes | Yes
AT • ABSSTEM Technologies LLP | AS5 | Absstem Shield-MEDO 05 | After Sales | AMC | Nos | 998719 | 18.00 | 99500.00 | Yes | No | No |  | finished_good | Absstem Shield - PSA Oxygen Plant Full Package - AMC | Buy external | No |  |  |  | Yes | Yes | Yes |  | Gas Generated | Medical Oxygen | Module Option | PSA plant Full Package | Make of Gas Generator | Absstem | Model of Gas Generator | MEDO 05 | Number of Visits | 4 Preventive + 2 Breakdown | Duration | 1 year | Consumables | Not Included
AT • ABSSTEM Technologies LLP | AS50 | Absstem Shield Premium-MEDO 250 | After Sales | CMC - MedO | Nos | 998719 | 18.00 | 2000000.00 | Yes | No | No |  | finished_good | Absstem Shield Premium - PSA Oxygen Plant Full Package - CMC | Buy external | No |  |  |  | Yes | Yes | Yes |  | Gas Generated | Medical Oxygen | Module Option | PSA plant Full Package | Make of Gas Generator | Absstem | Model of Gas Generator | MEDO 250 | Number of Visits | 4 Preventive + Unlimited Breakdown | Duration | 1 year | Consumables | Included
AT • ABSSTEM Technologies LLP | AS500 | Service-Q,PSA Oxygen Plant Installation | After Sales | Service-Q | LTR | 9987 | 18.00 | 150000.00 | Yes | Yes | No |  | finished_good |  | Buy external | No |  |  |  | Yes | Yes | Yes
AT • ABSSTEM Technologies LLP | AS501 | Service-Q,PSA Oxygen Plant Commissioning | After Sales | Service-Q | Nos | 9987 | 18.00 | 170000.00 | Yes | Yes | No |  | finished_good |  | Buy external | No |  |  |  | Yes | Yes | Yes
AT • ABSSTEM Technologies LLP | AS502 | Service-Q,Oxygen Sample Collection | After Sales | Service-Q | Nos | 9987 | 18.00 | 28000.00 | Yes | Yes | No |  | finished_good |  | Buy external | No |  |  |  | Yes | Yes | Yes
AT • ABSSTEM Technologies LLP | AS503 | Service-Q,PSA Oxygen Plant Repair | After Sales | Service-Q | Nos | 9987 | 18.00 | 450000.00 | Yes | Yes | No |  | finished_good |  | Buy external | No |  |  |  | Yes | Yes | Yes
AT • ABSSTEM Technologies LLP | AS51 | Absstem Shield-MEDO 01 B | After Sales | AMC | Nos | 998719 | 18.00 | 99500.00 | Yes | No | No |  | finished_good | Absstem Shield - PSA Oxygen - AMC Plant only | Buy external | No |  |  |  | Yes | Yes | Yes |  | Gas Generated | Medical Oxygen | Module Option | PSA Plant Only | Make of Gas Generator | Absstem | Model of Gas Generator | MEDO 01 B | Number of Visits | 4 Preventive + 2 Breakdown | Duration | 1 year | Consumables | Not Included
AT • ABSSTEM Technologies LLP | AS52 | Absstem Shield-MEDO 02 B | After Sales | AMC | Nos | 998719 | 18.00 | 99500.00 | Yes | No | No |  | finished_good | Absstem Shield - PSA Oxygen - AMC Plant only | Buy external | No |  |  |  | Yes | Yes | Yes |  | Gas Generated | Medical Oxygen | Module Option | PSA Plant Only | Make of Gas Generator | Absstem | Model of Gas Generator | MEDO 02 B | Number of Visits | 4 Preventive + 2 Breakdown | Duration | 1 year | Consumables | Not Included
AT • ABSSTEM Technologies LLP | AS53 | Absstem Shield-MEDO 03 B | After Sales | AMC | Nos | 998719 | 18.00 | 99500.00 | Yes | No | No |  | finished_good | Absstem Shield - PSA Oxygen - AMC Plant only | Buy external | No |  |  |  | Yes | Yes | Yes |  | Gas Generated | Medical Oxygen | Module Option | PSA Plant Only | Make of Gas Generator | Absstem | Model of Gas Generator | MEDO 03 B | Number of Visits | 4 Preventive + 2 Breakdown | Duration | 1 year | Consumables | Not Included
AT • ABSSTEM Technologies LLP | AS54 | Absstem Shield-MEDO 04 B | After Sales | AMC | Nos | 998719 | 18.00 | 99500.00 | Yes | No | No |  | finished_good | Absstem Shield - PSA Oxygen - AMC Plant only | Buy external | No |  |  |  | Yes | Yes | Yes |  | Gas Generated | Medical Oxygen | Module Option | PSA Plant Only | Make of Gas Generator | Absstem | Model of Gas Generator | MEDO 04 B | Number of Visits | 4 Preventive + 2 Breakdown | Duration | 1 year | Consumables | Not Included
AT • ABSSTEM Technologies LLP | AS55 | Absstem Shield-MEDO 05 B | After Sales | AMC | Nos | 998719 | 18.00 | 99500.00 | Yes | No | No |  | finished_good | Absstem Shield - PSA Oxygen - AMC Plant only | Buy external | No |  |  |  | Yes | Yes | Yes |  | Gas Generated | Medical Oxygen | Module Option | PSA Plant Only | Make of Gas Generator | Absstem | Model of Gas Generator | MEDO 05 B | Number of Visits | 4 Preventive + 2 Breakdown | Duration | 1 year | Consumables | Not Included
AT • ABSSTEM Technologies LLP | AS56 | Absstem Shield-MEDO 06 B | After Sales | AMC | Nos | 998719 | 18.00 | 99500.00 | Yes | No | No |  | finished_good | Absstem Shield - PSA Oxygen - AMC Plant only | Buy external | No |  |  |  | Yes | Yes | Yes |  | Gas Generated | Medical Oxygen | Module Option | PSA Plant Only | Make of Gas Generator | Absstem | Model of Gas Generator | MEDO 06 B | Number of Visits | 4 Preventive + 2 Breakdown | Duration | 1 year | Consumables | Not Included
AT • ABSSTEM Technologies LLP | AS57 | Absstem Shield-MEDO 07 B | After Sales | AMC | Nos | 998719 | 18.00 | 99500.00 | Yes | No | No |  | finished_good | Absstem Shield - PSA Oxygen - AMC Plant only | Buy external | No |  |  |  | Yes | Yes | Yes |  | Gas Generated | Medical Oxygen | Module Option | PSA Plant Only | Make of Gas Generator | Absstem | Model of Gas Generator | MEDO 07 B | Number of Visits | 4 Preventive + 2 Breakdown | Duration | 1 year | Consumables | Not Included
AT • ABSSTEM Technologies LLP | AS58 | Absstem Shield-MEDO 09 B | After Sales | AMC | Nos | 998719 | 18.00 | 99500.00 | Yes | No | No |  | finished_good | Absstem Shield - PSA Oxygen - AMC Plant only | Buy external | No |  |  |  | Yes | Yes | Yes |  | Gas Generated | Medical Oxygen | Module Option | PSA Plant Only | Make of Gas Generator | Absstem | Model of Gas Generator | MEDO 09 B | Number of Visits | 4 Preventive + 2 Breakdown | Duration | 1 year | Consumables | Not Included
AT • ABSSTEM Technologies LLP | AS59 | Absstem Shield-MEDO 12.5 B | After Sales | AMC | Nos | 998719 | 18.00 | 99500.00 | Yes | No | No |  | finished_good | Absstem Shield - PSA Oxygen - AMC Plant only | Buy external | No |  |  |  | Yes | Yes | Yes |  | Gas Generated | Medical Oxygen | Module Option | PSA Plant Only | Make of Gas Generator | Absstem | Model of Gas Generator | MEDO 12.5 B | Number of Visits | 4 Preventive + 2 Breakdown | Duration | 1 year | Consumables | Not Included
AT • ABSSTEM Technologies LLP | AS6 | Absstem Shield-MEDO 06 | After Sales | AMC | Nos | 998719 | 18.00 | 99500.00 | Yes | No | No |  | finished_good | Absstem Shield - PSA Oxygen Plant Full Package - AMC | Buy external | No |  |  |  | Yes | Yes | Yes |  | Gas Generated | Medical Oxygen | Module Option | PSA plant Full Package | Make of Gas Generator | Absstem | Model of Gas Generator | MEDO 06 | Number of Visits | 4 Preventive + 2 Breakdown | Duration | 1 year | Consumables | Not Included
AT • ABSSTEM Technologies LLP | AS60 | Absstem Shield-MEDO 15 B | After Sales | AMC | Nos | 998719 | 18.00 | 99500.00 | Yes | No | No |  | finished_good | Absstem Shield - PSA Oxygen - AMC Plant only | Buy external | No |  |  |  | Yes | Yes | Yes |  | Gas Generated | Medical Oxygen | Module Option | PSA Plant Only | Make of Gas Generator | Absstem | Model of Gas Generator | MEDO 15 B | Number of Visits | 4 Preventive + 2 Breakdown | Duration | 1 year | Consumables | Not Included
AT • ABSSTEM Technologies LLP | AS61 | Absstem Shield-MEDO 18 B | After Sales | AMC | Nos | 998719 | 18.00 | 99500.00 | Yes | No | No |  | finished_good | Absstem Shield - PSA Oxygen - AMC Plant only | Buy external | No |  |  |  | Yes | Yes | Yes |  | Gas Generated | Medical Oxygen | Module Option | PSA Plant Only | Make of Gas Generator | Absstem | Model of Gas Generator | MEDO 18 B | Number of Visits | 4 Preventive + 2 Breakdown | Duration | 1 year | Consumables | Not Included
AT • ABSSTEM Technologies LLP | AS62 | Absstem Shield-MEDO 22 B | After Sales | AMC | Nos | 998719 | 18.00 | 99500.00 | Yes | No | No |  | finished_good | Absstem Shield - PSA Oxygen - AMC Plant only | Buy external | No |  |  |  | Yes | Yes | Yes |  | Gas Generated | Medical Oxygen | Module Option | PSA Plant Only | Make of Gas Generator | Absstem | Model of Gas Generator | MEDO 22 B | Number of Visits | 4 Preventive + 2 Breakdown | Duration | 1 year | Consumables | Not Included
AT • ABSSTEM Technologies LLP | AS63 | Absstem Shield-MEDO 25 B | After Sales | AMC | Nos | 998719 | 18.00 | 99500.00 | Yes | No | No |  | finished_good | Absstem Shield - PSA Oxygen - AMC Plant only | Buy external | No |  |  |  | Yes | Yes | Yes |  | Gas Generated | Medical Oxygen | Module Option | PSA Plant Only | Make of Gas Generator | Absstem | Model of Gas Generator | MEDO 25 B | Number of Visits | 4 Preventive + 2 Breakdown | Duration | 1 year | Consumables | Not Included
AT • ABSSTEM Technologies LLP | AS64 | Absstem Shield-MEDO 30 B | After Sales | AMC | Nos | 998719 | 18.00 | 99500.00 | Yes | No | No |  | finished_good | Absstem Shield - PSA Oxygen - AMC Plant only | Buy external | No |  |  |  | Yes | Yes | Yes |  | Gas Generated | Medical Oxygen | Module Option | PSA Plant Only | Make of Gas Generator | Absstem | Model of Gas Generator | MEDO 30 B | Number of Visits | 4 Preventive + 2 Breakdown | Duration | 1 year | Consumables | Not Included
AT • ABSSTEM Technologies LLP | AS65 | Absstem Shield-MEDO 40 B | After Sales | AMC | Nos | 998719 | 18.00 | 99500.00 | Yes | No | No |  | finished_good | Absstem Shield - PSA Oxygen - AMC Plant only | Buy external | No |  |  |  | Yes | Yes | Yes |  | Gas Generated | Medical Oxygen | Module Option | PSA Plant Only | Make of Gas Generator | Absstem | Model of Gas Generator | MEDO 40 B | Number of Visits | 4 Preventive + 2 Breakdown | Duration | 1 year | Consumables | Not Included
AT • ABSSTEM Technologies LLP | AS66 | Absstem Shield-MEDO 45 B | After Sales | AMC | Nos | 998719 | 18.00 | 99500.00 | Yes | No | No |  | finished_good | Absstem Shield - PSA Oxygen - AMC Plant only | Buy external | No |  |  |  | Yes | Yes | Yes |  | Gas Generated | Medical Oxygen | Module Option | PSA Plant Only | Make of Gas Generator | Absstem | Model of Gas Generator | MEDO 45 B | Number of Visits | 4 Preventive + 2 Breakdown | Duration | 1 year | Consumables | Not Included
AT • ABSSTEM Technologies LLP | AS67 | Absstem Shield-MEDO 50 B | After Sales | AMC | Nos | 998719 | 18.00 | 99500.00 | Yes | No | No |  | finished_good | Absstem Shield - PSA Oxygen - AMC Plant only | Buy external | No |  |  |  | Yes | Yes | Yes |  | Gas Generated | Medical Oxygen | Module Option | PSA Plant Only | Make of Gas Generator | Absstem | Model of Gas Generator | MEDO 50 B | Number of Visits | 4 Preventive + 2 Breakdown | Duration | 1 year | Consumables | Not Included
AT • ABSSTEM Technologies LLP | AS68 | Absstem Shield-MEDO 65 B | After Sales | AMC | Nos | 998719 | 18.00 | 99500.00 | Yes | No | No |  | finished_good | Absstem Shield - PSA Oxygen - AMC Plant only | Buy external | No |  |  |  | Yes | Yes | Yes |  | Gas Generated | Medical Oxygen | Module Option | PSA Plant Only | Make of Gas Generator | Absstem | Model of Gas Generator | MEDO 65 B | Number of Visits | 4 Preventive + 2 Breakdown | Duration | 1 year | Consumables | Not Included
AT • ABSSTEM Technologies LLP | AS69 | Absstem Shield-MEDO 75 B | After Sales | AMC | Nos | 998719 | 18.00 | 99500.00 | Yes | No | No |  | finished_good | Absstem Shield - PSA Oxygen - AMC Plant only | Buy external | No |  |  |  | Yes | Yes | Yes |  | Gas Generated | Medical Oxygen | Module Option | PSA Plant Only | Make of Gas Generator | Absstem | Model of Gas Generator | MEDO 75 B | Number of Visits | 4 Preventive + 2 Breakdown | Duration | 1 year | Consumables | Not Included
AT • ABSSTEM Technologies LLP | AS7 | Absstem Shield-MEDO 07 | After Sales | AMC | Nos | 998719 | 18.00 | 99500.00 | Yes | No | No |  | finished_good | Absstem Shield - PSA Oxygen Plant Full Package - AMC | Buy external | No |  |  |  | Yes | Yes | Yes |  | Gas Generated | Medical Oxygen | Module Option | PSA plant Full Package | Make of Gas Generator | Absstem | Model of Gas Generator | MEDO 07 | Number of Visits | 4 Preventive + 2 Breakdown | Duration | 1 year | Consumables | Not Included
AT • ABSSTEM Technologies LLP | AS70 | Absstem Shield-MEDO 90 B | After Sales | AMC | Nos | 998719 | 18.00 | 99500.00 | Yes | No | No |  | finished_good | Absstem Shield - PSA Oxygen - AMC Plant only | Buy external | No |  |  |  | Yes | Yes | Yes |  | Gas Generated | Medical Oxygen | Module Option | PSA Plant Only | Make of Gas Generator | Absstem | Model of Gas Generator | MEDO 90 B | Number of Visits | 4 Preventive + 2 Breakdown | Duration | 1 year | Consumables | Not Included
AT • ABSSTEM Technologies LLP | AS71 | Absstem Shield-MEDO 110 B | After Sales | AMC | Nos | 998719 | 18.00 | 99500.00 | Yes | No | No |  | finished_good | Absstem Shield - PSA Oxygen - AMC Plant only | Buy external | No |  |  |  | Yes | Yes | Yes |  | Gas Generated | Medical Oxygen | Module Option | PSA Plant Only | Make of Gas Generator | Absstem | Model of Gas Generator | MEDO 110 B | Number of Visits | 4 Preventive + 2 Breakdown | Duration | 1 year | Consumables | Not Included
AT • ABSSTEM Technologies LLP | AS72 | Absstem Shield-MEDO 130 B | After Sales | AMC | Nos | 998719 | 18.00 | 99500.00 | Yes | No | No |  | finished_good | Absstem Shield - PSA Oxygen - AMC Plant only | Buy external | No |  |  |  | Yes | Yes | Yes |  | Gas Generated | Medical Oxygen | Module Option | PSA Plant Only | Make of Gas Generator | Absstem | Model of Gas Generator | MEDO 130 B | Number of Visits | 4 Preventive + 2 Breakdown | Duration | 1 year | Consumables | Not Included
AT • ABSSTEM Technologies LLP | AS73 | Absstem Shield-MEDO 150 B | After Sales | AMC | Nos | 998719 | 18.00 | 99500.00 | Yes | No | No |  | finished_good | Absstem Shield - PSA Oxygen - AMC Plant only | Buy external | No |  |  |  | Yes | Yes | Yes |  | Gas Generated | Medical Oxygen | Module Option | PSA Plant Only | Make of Gas Generator | Absstem | Model of Gas Generator | MEDO 150 B | Number of Visits | 4 Preventive + 2 Breakdown | Duration | 1 year | Consumables | Not Included
AT • ABSSTEM Technologies LLP | AS74 | Absstem Shield-MEDO 200 B | After Sales | AMC | Nos | 998719 | 18.00 | 99500.00 | Yes | No | No |  | finished_good | Absstem Shield - PSA Oxygen - AMC Plant only | Buy external | No |  |  |  | Yes | Yes | Yes |  | Gas Generated | Medical Oxygen | Module Option | PSA Plant Only | Make of Gas Generator | Absstem | Model of Gas Generator | MEDO 200 B | Number of Visits | 4 Preventive + 2 Breakdown | Duration | 1 year | Consumables | Not Included
AT • ABSSTEM Technologies LLP | AS75 | Absstem Shield-MEDO 250 B | After Sales | AMC | Nos | 998719 | 18.00 | 99500.00 | Yes | No | No |  | finished_good | Absstem Shield - PSA Oxygen - AMC Plant only | Buy external | No |  |  |  | Yes | Yes | Yes |  | Gas Generated | Medical Oxygen | Module Option | PSA Plant Only | Make of Gas Generator | Absstem | Model of Gas Generator | MEDO 250 B | Number of Visits | 4 Preventive + 2 Breakdown | Duration | 1 year | Consumables | Not Included
AT • ABSSTEM Technologies LLP | AS76 | Absstem Shield Premium-MEDO 01 B | After Sales | CMC - MedO | Nos | 998719 | 18.00 | 150000.00 | Yes | No | No |  | finished_good | Absstem Shield Premium - PSA Oxygen Plant only - CMC | Buy external | No |  |  |  | Yes | Yes | Yes |  | Gas Generated | Medical Oxygen | Module Option | PSA Plant Only | Make of Gas Generator | Absstem | Model of Gas Generator | MEDO 01 B | Number of Visits | 4 Preventive + Unlimited Breakdown | Duration | 1 year | Consumables | Included
AT • ABSSTEM Technologies LLP | AS77 | Absstem Shield Premium-MEDO 02 B | After Sales | CMC - MedO | Nos | 998719 | 18.00 | 161250.00 | Yes | No | No |  | finished_good | Absstem Shield Premium - PSA Oxygen Plant only - CMC | Buy external | No |  |  |  | Yes | Yes | Yes |  | Gas Generated | Medical Oxygen | Module Option | PSA Plant Only | Make of Gas Generator | Absstem | Model of Gas Generator | MEDO 02 B | Number of Visits | 4 Preventive + Unlimited Breakdown | Duration | 1 year | Consumables | Included
AT • ABSSTEM Technologies LLP | AS78 | Absstem Shield Premium-MEDO 03 B | After Sales | CMC - MedO | Nos | 998719 | 18.00 | 172500.00 | Yes | No | No |  | finished_good | Absstem Shield Premium - PSA Oxygen Plant only - CMC | Buy external | No |  |  |  | Yes | Yes | Yes |  | Gas Generated | Medical Oxygen | Module Option | PSA Plant Only | Make of Gas Generator | Absstem | Model of Gas Generator | MEDO 03 B | Number of Visits | 4 Preventive + Unlimited Breakdown | Duration | 1 year | Consumables | Included
AT • ABSSTEM Technologies LLP | AS79 | Absstem Shield Premium-MEDO 04 B | After Sales | CMC - MedO | Nos | 998719 | 18.00 | 183750.00 | Yes | No | No |  | finished_good | Absstem Shield Premium - PSA Oxygen Plant only - CMC | Buy external | No |  |  |  | Yes | Yes | Yes |  | Gas Generated | Medical Oxygen | Module Option | PSA Plant Only | Make of Gas Generator | Absstem | Model of Gas Generator | MEDO 04 B | Number of Visits | 4 Preventive + Unlimited Breakdown | Duration | 1 year | Consumables | Included
AT • ABSSTEM Technologies LLP | AS8 | Absstem Shield-MEDO 09 | After Sales | AMC | Nos | 998719 | 18.00 | 99500.00 | Yes | No | No |  | finished_good | Absstem Shield - PSA Oxygen Plant Full Package - AMC | Buy external | No |  |  |  | Yes | Yes | Yes |  | Gas Generated | Medical Oxygen | Module Option | PSA plant Full Package | Make of Gas Generator | Absstem | Model of Gas Generator | MEDO 09 | Number of Visits | 4 Preventive + 2 Breakdown | Duration | 1 year | Consumables | Not Included
AT • ABSSTEM Technologies LLP | AS80 | Absstem Shield Premium-MEDO 05 B | After Sales | CMC - MedO | Nos | 998719 | 18.00 | 195000.00 | Yes | No | No |  | finished_good | Absstem Shield Premium - PSA Oxygen Plant only - CMC | Buy external | No |  |  |  | Yes | Yes | Yes |  | Gas Generated | Medical Oxygen | Module Option | PSA Plant Only | Make of Gas Generator | Absstem | Model of Gas Generator | MEDO 05 B | Number of Visits | 4 Preventive + Unlimited Breakdown | Duration | 1 year | Consumables | Included
AT • ABSSTEM Technologies LLP | AS81 | Absstem Shield Premium-MEDO 06 B | After Sales | CMC - MedO | Nos | 998719 | 18.00 | 202500.00 | Yes | No | No |  | finished_good | Absstem Shield Premium - PSA Oxygen Plant only - CMC | Buy external | No |  |  |  | Yes | Yes | Yes |  | Gas Generated | Medical Oxygen | Module Option | PSA Plant Only | Make of Gas Generator | Absstem | Model of Gas Generator | MEDO 06 B | Number of Visits | 4 Preventive + Unlimited Breakdown | Duration | 1 year | Consumables | Included
AT • ABSSTEM Technologies LLP | AS82 | Absstem Shield Premium-MEDO 07 B | After Sales | CMC - MedO | Nos | 998719 | 18.00 | 206250.00 | Yes | No | No |  | finished_good | Absstem Shield Premium - PSA Oxygen Plant only - CMC | Buy external | No |  |  |  | Yes | Yes | Yes |  | Gas Generated | Medical Oxygen | Module Option | PSA Plant Only | Make of Gas Generator | Absstem | Model of Gas Generator | MEDO 07 B | Number of Visits | 4 Preventive + Unlimited Breakdown | Duration | 1 year | Consumables | Included
AT • ABSSTEM Technologies LLP | AS83 | Absstem Shield Premium-MEDO 09 B | After Sales | CMC - MedO | Nos | 998719 | 18.00 | 225000.00 | Yes | No | No |  | finished_good | Absstem Shield Premium - PSA Oxygen Plant only - CMC | Buy external | No |  |  |  | Yes | Yes | Yes |  | Gas Generated | Medical Oxygen | Module Option | PSA Plant Only | Make of Gas Generator | Absstem | Model of Gas Generator | MEDO 09 B | Number of Visits | 4 Preventive + Unlimited Breakdown | Duration | 1 year | Consumables | Included
AT • ABSSTEM Technologies LLP | AS84 | Absstem Shield Premium-MEDO 12.5 B | After Sales | CMC - MedO | Nos | 998719 | 18.00 | 236250.00 | Yes | No | No |  | finished_good | Absstem Shield Premium - PSA Oxygen Plant only - CMC | Buy external | No |  |  |  | Yes | Yes | Yes |  | Gas Generated | Medical Oxygen | Module Option | PSA Plant Only | Make of Gas Generator | Absstem | Model of Gas Generator | MEDO 12.5 B | Number of Visits | 4 Preventive + Unlimited Breakdown | Duration | 1 year | Consumables | Included
AT • ABSSTEM Technologies LLP | AS85 | Absstem Shield Premium-MEDO 15 B | After Sales | CMC - MedO | Nos | 998719 | 18.00 | 243750.00 | Yes | No | No |  | finished_good | Absstem Shield Premium - PSA Oxygen Plant only - CMC | Buy external | No |  |  |  | Yes | Yes | Yes |  | Gas Generated | Medical Oxygen | Module Option | PSA Plant Only | Make of Gas Generator | Absstem | Model of Gas Generator | MEDO 15 B | Number of Visits | 4 Preventive + Unlimited Breakdown | Duration | 1 year | Consumables | Included
AT • ABSSTEM Technologies LLP | AS86 | Absstem Shield Premium-MEDO 18 B | After Sales | CMC - MedO | Nos | 998719 | 18.00 | 262500.00 | Yes | No | No |  | finished_good | Absstem Shield Premium - PSA Oxygen Plant only - CMC | Buy external | No |  |  |  | Yes | Yes | Yes |  | Gas Generated | Medical Oxygen | Module Option | PSA Plant Only | Make of Gas Generator | Absstem | Model of Gas Generator | MEDO 18 B | Number of Visits | 4 Preventive + Unlimited Breakdown | Duration | 1 year | Consumables | Included
AT • ABSSTEM Technologies LLP | AS87 | Absstem Shield Premium-MEDO 22 B | After Sales | CMC - MedO | Nos | 998719 | 18.00 | 281250.00 | Yes | No | No |  | finished_good | Absstem Shield Premium - PSA Oxygen Plant only - CMC | Buy external | No |  |  |  | Yes | Yes | Yes |  | Gas Generated | Medical Oxygen | Module Option | PSA Plant Only | Make of Gas Generator | Absstem | Model of Gas Generator | MEDO 22 B | Number of Visits | 4 Preventive + Unlimited Breakdown | Duration | 1 year | Consumables | Included
AT • ABSSTEM Technologies LLP | AS88 | Absstem Shield Premium-MEDO 25 B | After Sales | CMC - MedO | Nos | 998719 | 18.00 | 307500.00 | Yes | No | No |  | finished_good | Absstem Shield Premium - PSA Oxygen Plant only - CMC | Buy external | No |  |  |  | Yes | Yes | Yes |  | Gas Generated | Medical Oxygen | Module Option | PSA Plant Only | Make of Gas Generator | Absstem | Model of Gas Generator | MEDO 25 B | Number of Visits | 4 Preventive + Unlimited Breakdown | Duration | 1 year | Consumables | Included
AT • ABSSTEM Technologies LLP | AS89 | Absstem Shield Premium-MEDO 30 B | After Sales | CMC - MedO | Nos | 998719 | 18.00 | 322500.00 | Yes | No | No |  | finished_good | Absstem Shield Premium - PSA Oxygen Plant only - CMC | Buy external | No |  |  |  | Yes | Yes | Yes |  | Gas Generated | Medical Oxygen | Module Option | PSA Plant Only | Make of Gas Generator | Absstem | Model of Gas Generator | MEDO 30 B | Number of Visits | 4 Preventive + Unlimited Breakdown | Duration | 1 year | Consumables | Included
AT • ABSSTEM Technologies LLP | AS9 | Absstem Shield-MEDO 12.5 | After Sales | AMC | Nos | 998719 | 18.00 | 99500.00 | Yes | No | No |  | finished_good | Absstem Shield - PSA Oxygen Plant Full Package - AMC | Buy external | No |  |  |  | Yes | Yes | Yes |  | Gas Generated | Medical Oxygen | Module Option | PSA plant Full Package | Make of Gas Generator | Absstem | Model of Gas Generator | MEDO 12.5 | Number of Visits | 4 Preventive + 2 Breakdown | Duration | 1 year | Consumables | Not Included
AT • ABSSTEM Technologies LLP | AS90 | Absstem Shield Premium-MEDO 40 B | After Sales | CMC - MedO | Nos | 998719 | 18.00 | 356250.00 | Yes | No | No |  | finished_good | Absstem Shield Premium - PSA Oxygen Plant only - CMC | Buy external | No |  |  |  | Yes | Yes | Yes |  | Gas Generated | Medical Oxygen | Module Option | PSA Plant Only | Make of Gas Generator | Absstem | Model of Gas Generator | MEDO 40 B | Number of Visits | 4 Preventive + Unlimited Breakdown | Duration | 1 year | Consumables | Included
AT • ABSSTEM Technologies LLP | AS91 | Absstem Shield Premium-MEDO 45 B | After Sales | CMC - MedO | Nos | 998719 | 18.00 | 375000.00 | Yes | No | No |  | finished_good | Absstem Shield Premium - PSA Oxygen Plant only - CMC | Buy external | No |  |  |  | Yes | Yes | Yes |  | Gas Generated | Medical Oxygen | Module Option | PSA Plant Only | Make of Gas Generator | Absstem | Model of Gas Generator | MEDO 45 B | Number of Visits | 4 Preventive + Unlimited Breakdown | Duration | 1 year | Consumables | Included
AT • ABSSTEM Technologies LLP | AS92 | Absstem Shield Premium-MEDO 50 B | After Sales | CMC - MedO | Nos | 998719 | 18.00 | 401250.00 | Yes | No | No |  | finished_good | Absstem Shield Premium - PSA Oxygen Plant only - CMC | Buy external | No |  |  |  | Yes | Yes | Yes |  | Gas Generated | Medical Oxygen | Module Option | PSA Plant Only | Make of Gas Generator | Absstem | Model of Gas Generator | MEDO 50 B | Number of Visits | 4 Preventive + Unlimited Breakdown | Duration | 1 year | Consumables | Included
AT • ABSSTEM Technologies LLP | AS93 | Absstem Shield Premium-MEDO 65 B | After Sales | CMC - MedO | Nos | 998719 | 18.00 | 431250.00 | Yes | No | No |  | finished_good | Absstem Shield Premium - PSA Oxygen Plant only - CMC | Buy external | No |  |  |  | Yes | Yes | Yes |  | Gas Generated | Medical Oxygen | Module Option | PSA Plant Only | Make of Gas Generator | Absstem | Model of Gas Generator | MEDO 65 B | Number of Visits | 4 Preventive + Unlimited Breakdown | Duration | 1 year | Consumables | Included
AT • ABSSTEM Technologies LLP | AS94 | Absstem Shield Premium-MEDO 75 B | After Sales | CMC - MedO | Nos | 998719 | 18.00 | 506250.00 | Yes | No | No |  | finished_good | Absstem Shield Premium - PSA Oxygen Plant only - CMC | Buy external | No |  |  |  | Yes | Yes | Yes |  | Gas Generated | Medical Oxygen | Module Option | PSA Plant Only | Make of Gas Generator | Absstem | Model of Gas Generator | MEDO 75 B | Number of Visits | 4 Preventive + Unlimited Breakdown | Duration | 1 year | Consumables | Included
AT • ABSSTEM Technologies LLP | AS95 | Absstem Shield Premium-MEDO 90 B | After Sales | CMC - MedO | Nos | 998719 | 18.00 | 585000.00 | Yes | No | No |  | finished_good | Absstem Shield Premium - PSA Oxygen Plant only - CMC | Buy external | No |  |  |  | Yes | Yes | Yes |  | Gas Generated | Medical Oxygen | Module Option | PSA Plant Only | Make of Gas Generator | Absstem | Model of Gas Generator | MEDO 90 B | Number of Visits | 4 Preventive + Unlimited Breakdown | Duration | 1 year | Consumables | Included
AT • ABSSTEM Technologies LLP | AS96 | Absstem Shield Premium-MEDO 110 B | After Sales | CMC - MedO | Nos | 998719 | 18.00 | 667500.00 | Yes | No | No |  | finished_good | Absstem Shield Premium - PSA Oxygen Plant only - CMC | Buy external | No |  |  |  | Yes | Yes | Yes |  | Gas Generated | Medical Oxygen | Module Option | PSA Plant Only | Make of Gas Generator | Absstem | Model of Gas Generator | MEDO 110 B | Number of Visits | 4 Preventive + Unlimited Breakdown | Duration | 1 year | Consumables | Included
AT • ABSSTEM Technologies LLP | AS97 | Absstem Shield Premium-MEDO 130 B | After Sales | CMC - MedO | Nos | 998719 | 18.00 | 773250.00 | Yes | No | No |  | finished_good | Absstem Shield Premium - PSA Oxygen Plant only - CMC | Buy external | No |  |  |  | Yes | Yes | Yes |  | Gas Generated | Medical Oxygen | Module Option | PSA Plant Only | Make of Gas Generator | Absstem | Model of Gas Generator | MEDO 130 B | Number of Visits | 4 Preventive + Unlimited Breakdown | Duration | 1 year | Consumables | Included
AT • ABSSTEM Technologies LLP | AS98 | Absstem Shield Premium-MEDO 150 B | After Sales | CMC - MedO | Nos | 998719 | 18.00 | 922500.00 | Yes | No | No |  | finished_good | Absstem Shield Premium - PSA Oxygen Plant only - CMC | Buy external | No |  |  |  | Yes | Yes | Yes |  | Gas Generated | Medical Oxygen | Module Option | PSA Plant Only | Make of Gas Generator | Absstem | Model of Gas Generator | MEDO 150 B | Number of Visits | 4 Preventive + Unlimited Breakdown | Duration | 1 year | Consumables | Included
AT • ABSSTEM Technologies LLP | AS99 | Absstem Shield Premium-MEDO 200 B | After Sales | CMC - MedO | Nos | 998719 | 18.00 | 1031250.00 | Yes | No | No |  | finished_good | Absstem Shield Premium - PSA Oxygen Plant only - CMC | Buy external | No |  |  |  | Yes | Yes | Yes |  | Gas Generated | Medical Oxygen | Module Option | PSA Plant Only | Make of Gas Generator | Absstem | Model of Gas Generator | MEDO 200 B | Number of Visits | 4 Preventive + Unlimited Breakdown | Duration | 1 year | Consumables | Included
AT • ABSSTEM Technologies LLP | ASP - 100 LPM | Absstem Shield Premium - 100 LPM | After Sales | CMC - PSA Oxygen plant | Nos | 998719 | 18.00 | 233051.00 | Yes | Yes | No |  | finished_good | CMC of other make PSA Oxygen plant | Buy external | No |  |  |  | Yes | Yes | Yes |  | Gas Generated | Medical Oxygen | Module Option | PSA oxygen plant with Single Compressor | Oxygen Flow Capacity | 100 LPM | Number of Visits | 4 Preventive + Unlimited Breakdown | Duration | 1 year | Consumables | Included | Excluded Items | Air compressor Screw
AT • ABSSTEM Technologies LLP | ASP - 100 LPM-D | Absstem Shield Premium ( D) - 100 LPM | After Sales | CMC - PSA Oxygen plant - Dual Compressor | Nos | 998719 | 18.00 | 278729.00 | Yes | Yes | No |  | finished_good | CMC of other make PSA Oxygen plant - Dual Compressor | Buy external | No |  |  |  | Yes | Yes | Yes |  | Gas Generated | Medical Oxygen | Module Option | PSA oxygen plant with Dual Compressor | Oxygen Flow Capacity | 100 LPM | Number of Visits | 4 Preventive + Unlimited Breakdown | Duration | 1 year | Consumables | Included | Excluded Items | Air compressor Screw
AT • ABSSTEM Technologies LLP | ASP - 1000 LPM | Absstem Shield Premium - 1000 LPM | After Sales | CMC - PSA Oxygen plant | Nos | 998719 | 18.00 | 635594.00 | Yes | Yes | No |  | finished_good | CMC of other make PSA Oxygen plant | Buy external | No |  |  |  | Yes | Yes | Yes |  | Gas Generated | Medical Oxygen | Module Option | PSA oxygen plant with Single Compressor | Oxygen Flow Capacity | 1000 LPM | Number of Visits | 4 Preventive + Unlimited Breakdown | Duration | 1 year | Consumables | Included | Excluded Items | Air compressor Screw
AT • ABSSTEM Technologies LLP | ASP - 1000 LPM-D | Absstem Shield Premium ( D) - 1000 LPM | After Sales | CMC - PSA Oxygen plant - Dual Compressor | Nos | 998719 | 18.00 | 760170.00 | Yes | Yes | No |  | finished_good | CMC of other make PSA Oxygen plant - Dual Compressor | Buy external | No |  |  |  | Yes | Yes | Yes |  | Gas Generated | Medical Oxygen | Module Option | PSA oxygen plant with Dual Compressor | Oxygen Flow Capacity | 1000 LPM | Number of Visits | 4 Preventive + Unlimited Breakdown | Duration | 1 year | Consumables | Included | Excluded Items | Air compressor Screw
AT • ABSSTEM Technologies LLP | ASP - 150 LPM | Absstem Shield Premium - 150 LPM | After Sales | CMC - PSA Oxygen plant | Nos | 998719 | 18.00 | 264831.00 | Yes | Yes | No |  | finished_good | CMC of other make PSA Oxygen plant | Buy external | No |  |  |  | Yes | Yes | Yes |  | Gas Generated | Medical Oxygen | Module Option | PSA oxygen plant with Single Compressor | Oxygen Flow Capacity | 150 LPM | Number of Visits | 4 Preventive + Unlimited Breakdown | Duration | 1 year | Consumables | Included | Excluded Items | Air compressor Screw
AT • ABSSTEM Technologies LLP | ASP - 150 LPM-D | Absstem Shield Premium ( D) - 150 LPM | After Sales | CMC - PSA Oxygen plant - Dual Compressor | Nos | 998719 | 18.00 | 316738.00 | Yes | Yes | No |  | finished_good | CMC of other make PSA Oxygen plant - Dual Compressor | Buy external | No |  |  |  | Yes | Yes | Yes |  | Gas Generated | Medical Oxygen | Module Option | PSA oxygen plant with Dual Compressor | Oxygen Flow Capacity | 150 LPM | Number of Visits | 4 Preventive + Unlimited Breakdown | Duration | 1 year | Consumables | Included | Excluded Items | Air compressor Screw
AT • ABSSTEM Technologies LLP | ASP - 200 LPM | Absstem Shield Premium - 200 LPM | After Sales | CMC - PSA Oxygen plant | Nos | 998719 | 18.00 | 317797.00 | Yes | Yes | No |  | finished_good | CMC of other make PSA Oxygen plant | Buy external | No |  |  |  | Yes | Yes | Yes |  | Gas Generated | Medical Oxygen | Module Option | PSA oxygen plant with Single Compressor | Oxygen Flow Capacity | 200 LPM | Number of Visits | 4 Preventive + Unlimited Breakdown | Duration | 1 year | Consumables | Included | Excluded Items | Air compressor Screw
AT • ABSSTEM Technologies LLP | ASP - 200 LPM-D | Absstem Shield Premium ( D) - 200 LPM | After Sales | CMC - PSA Oxygen plant - Dual Compressor | Nos | 998719 | 18.00 | 380085.00 | Yes | Yes | No |  | finished_good | CMC of other make PSA Oxygen plant - Dual Compressor | Buy external | No |  |  |  | Yes | Yes | Yes |  | Gas Generated | Medical Oxygen | Module Option | PSA oxygen plant with Dual Compressor | Oxygen Flow Capacity | 200 LPM | Number of Visits | 4 Preventive + Unlimited Breakdown | Duration | 1 year | Consumables | Included | Excluded Items | Air compressor Screw
AT • ABSSTEM Technologies LLP | ASP - 250 LPM | Absstem Shield Premium - 250 LPM | After Sales | CMC - PSA Oxygen plant | Nos | 998719 | 18.00 | 317797.00 | Yes | Yes | No |  | finished_good | CMC of other make PSA Oxygen plant | Buy external | No |  |  |  | Yes | Yes | Yes |  | Gas Generated | Medical Oxygen | Module Option | PSA oxygen plant with Single Compressor | Oxygen Flow Capacity | 250 LPM | Number of Visits | 4 Preventive + Unlimited Breakdown | Duration | 1 year | Consumables | Included | Excluded Items | Air compressor Screw
AT • ABSSTEM Technologies LLP | ASP - 250 LPM-D | Absstem Shield Premium ( D) - 250 LPM | After Sales | CMC - PSA Oxygen plant - Dual Compressor | Nos | 998719 | 18.00 | 380085.00 | Yes | Yes | No |  | finished_good | CMC of other make PSA Oxygen plant - Dual Compressor | Buy external | No |  |  |  | Yes | Yes | Yes |  | Gas Generated | Medical Oxygen | Module Option | PSA oxygen plant with Dual Compressor | Oxygen Flow Capacity | 250 LPM | Number of Visits | 4 Preventive + Unlimited Breakdown | Duration | 1 year | Consumables | Included | Excluded Items | Air compressor Screw
AT • ABSSTEM Technologies LLP | ASP - 300 LPM | Absstem Shield Premium - 300 LPM | After Sales | CMC - PSA Oxygen plant | Nos | 998719 | 18.00 | 317797.00 | Yes | Yes | No |  | finished_good | CMC of other make PSA Oxygen plant | Buy external | No |  |  |  | Yes | Yes | Yes |  | Gas Generated | Medical Oxygen | Module Option | PSA oxygen plant with Single Compressor | Oxygen Flow Capacity | 300 LPM | Number of Visits | 4 Preventive + Unlimited Breakdown | Duration | 1 year | Consumables | Included | Excluded Items | Air compressor Screw
AT • ABSSTEM Technologies LLP | ASP - 300 LPM-D | Absstem Shield Premium ( D) - 300 LPM | After Sales | CMC - PSA Oxygen plant - Dual Compressor | Nos | 998719 | 18.00 | 380085.00 | Yes | Yes | No |  | finished_good | CMC of other make PSA Oxygen plant - Dual Compressor | Buy external | No |  |  |  | Yes | Yes | Yes |  | Gas Generated | Medical Oxygen | Module Option | PSA oxygen plant with Dual Compressor | Oxygen Flow Capacity | 300 LPM | Number of Visits | 4 Preventive + Unlimited Breakdown | Duration | 1 year | Consumables | Included | Excluded Items | Air compressor Screw
AT • ABSSTEM Technologies LLP | ASP - 400 LPM | Absstem Shield Premium - 400 LPM | After Sales | CMC - PSA Oxygen plant | Nos | 998719 | 18.00 | 370763.00 | Yes | Yes | No |  | finished_good | CMC of other make PSA Oxygen plant | Buy external | No |  |  |  | Yes | Yes | Yes |  | Gas Generated | Medical Oxygen | Module Option | PSA oxygen plant with Single Compressor | Oxygen Flow Capacity | 400 LPM | Number of Visits | 4 Preventive + Unlimited Breakdown | Duration | 1 year | Consumables | Included | Excluded Items | Air compressor Screw
AT • ABSSTEM Technologies LLP | ASP - 400 LPM-D | Absstem Shield Premium ( D) - 400 LPM | After Sales | CMC - PSA Oxygen plant - Dual Compressor | Nos | 998719 | 18.00 | 443433.00 | Yes | Yes | No |  | finished_good | CMC of other make PSA Oxygen plant - Dual Compressor | Buy external | No |  |  |  | Yes | Yes | Yes |  | Gas Generated | Medical Oxygen | Module Option | PSA oxygen plant with Dual Compressor | Oxygen Flow Capacity | 400 LPM | Number of Visits | 4 Preventive + Unlimited Breakdown | Duration | 1 year | Consumables | Included | Excluded Items | Air compressor Screw
AT • ABSSTEM Technologies LLP | ASP - 50 LPM | Absstem Shield Premium - 50 LPM | After Sales | CMC - PSA Oxygen plant | Nos | 998719 | 18.00 | 211865.00 | Yes | Yes | No |  | finished_good | CMC of other make PSA Oxygen plant | Buy external | No |  |  |  | Yes | Yes | Yes |  | Gas Generated | Medical Oxygen | Module Option | PSA oxygen plant with Single Compressor | Oxygen Flow Capacity | 50 LPM | Number of Visits | 4 Preventive + Unlimited Breakdown | Duration | 1 year | Consumables | Included | Excluded Items | Air compressor Screw
AT • ABSSTEM Technologies LLP | ASP - 50 LPM-D | Absstem Shield Premium ( D) - 50 LPM | After Sales | CMC - PSA Oxygen plant - Dual Compressor | Nos | 998719 | 18.00 | 243645.00 | Yes | Yes | No |  | finished_good | CMC of other make PSA Oxygen plant - Dual Compressor | Buy external | No |  |  |  | Yes | Yes | Yes |  | Gas Generated | Medical Oxygen | Module Option | PSA oxygen plant with Dual Compressor | Oxygen Flow Capacity | 50 LPM | Number of Visits | 4 Preventive + Unlimited Breakdown | Duration | 1 year | Consumables | Included | Excluded Items | Air compressor Screw
AT • ABSSTEM Technologies LLP | ASP - 500 LPM | Absstem Shield Premium - 500 LPM | After Sales | CMC - PSA Oxygen plant | Nos | 998719 | 18.00 | 423729.00 | Yes | Yes | No |  | finished_good | CMC of other make PSA Oxygen plant | Buy external | No |  |  |  | Yes | Yes | Yes |  | Gas Generated | Medical Oxygen | Module Option | PSA oxygen plant with Single Compressor | Oxygen Flow Capacity | 500 LPM | Number of Visits | 4 Preventive + Unlimited Breakdown | Duration | 1 year | Consumables | Included | Excluded Items | Air compressor Screw
AT • ABSSTEM Technologies LLP | ASP - 500 LPM-D | Absstem Shield Premium ( D) - 500 LPM | After Sales | CMC - PSA Oxygen plant - Dual Compressor | Nos | 998719 | 18.00 | 506780.00 | Yes | Yes | No |  | finished_good | CMC of other make PSA Oxygen plant - Dual Compressor | Buy external | No |  |  |  | Yes | Yes | Yes |  | Gas Generated | Medical Oxygen | Module Option | PSA oxygen plant with Dual Compressor | Oxygen Flow Capacity | 500 LPM | Number of Visits | 4 Preventive + Unlimited Breakdown | Duration | 1 year | Consumables | Included | Excluded Items | Air compressor Screw
AT • ABSSTEM Technologies LLP | ASP - 600 LPM | Absstem Shield Premium - 600 LPM | After Sales | CMC - PSA Oxygen plant | Nos | 998719 | 18.00 | 529662.00 | Yes | Yes | No |  | finished_good | CMC of other make PSA Oxygen plant | Buy external | No |  |  |  | Yes | Yes | Yes |  | Gas Generated | Medical Oxygen | Module Option | PSA oxygen plant with Single Compressor | Oxygen Flow Capacity | 600 LPM | Number of Visits | 4 Preventive + Unlimited Breakdown | Duration | 1 year | Consumables | Included | Excluded Items | Air compressor Screw
AT • ABSSTEM Technologies LLP | ASP - 600 LPM-D | Absstem Shield Premium ( D) - 600 LPM | After Sales | CMC - PSA Oxygen plant - Dual Compressor | Nos | 998719 | 18.00 | 633475.00 | Yes | Yes | No |  | finished_good | CMC of other make PSA Oxygen plant - Dual Compressor | Buy external | No |  |  |  | Yes | Yes | Yes |  | Gas Generated | Medical Oxygen | Module Option | PSA oxygen plant with Dual Compressor | Oxygen Flow Capacity | 600 LPM | Number of Visits | 4 Preventive + Unlimited Breakdown | Duration | 1 year | Consumables | Included | Excluded Items | Air compressor Screw
AT • ABSSTEM Technologies LLP | ASP - 800 LPM | Absstem Shield Premium - 800 LPM | After Sales | CMC - PSA Oxygen plant | Nos | 998719 | 18.00 | 614407.00 | Yes | Yes | No |  | finished_good | CMC of other make PSA Oxygen plant | Buy external | No |  |  |  | Yes | Yes | Yes |  | Gas Generated | Medical Oxygen | Module Option | PSA oxygen plant with Single Compressor | Oxygen Flow Capacity | 800 LPM | Number of Visits | 4 Preventive + Unlimited Breakdown | Duration | 1 year | Consumables | Included | Excluded Items | Air compressor Screw
AT • ABSSTEM Technologies LLP | ASP - 800 LPM-D | Absstem Shield Premium ( D) - 800 LPM | After Sales | CMC - PSA Oxygen plant - Dual Compressor | Nos | 998719 | 18.00 | 734831.00 | Yes | Yes | No |  | finished_good | CMC of other make PSA Oxygen plant - Dual Compressor | Buy external | No |  |  |  | Yes | Yes | Yes |  | Gas Generated | Medical Oxygen | Module Option | PSA oxygen plant with Dual Compressor | Oxygen Flow Capacity | 800 LPM | Number of Visits | 4 Preventive + Unlimited Breakdown | Duration | 1 year | Consumables | Included | Excluded Items | Air compressor Screw
AT • ABSSTEM Technologies LLP | ASP - GC1 - 100 LPM | CMC - GC1 - 100 LPM | After Sales | CMC - GC1 - PSAO | Nos | 998719 | 18.00 | 281775.00 | Yes | No | No |  | finished_good | Absstem Shield Premium – Comprehensive Maintenance Contract (CMC) | Buy external | No |  |  |  | Yes | Yes | Yes |  | Equipment Covered | PSA Oxygen Plant- Air compressor + Air Dryer + Air Receiver + PSA Module | Contract Duration | 12 Months | Service Visits | 4 Preventive Maintenance Visits (quarterly) + Unlimited Breakdown Visits | Response Time | Remote telephonic support: within 6 hours ¦ On-site: 48–72 hours* | Consumables | Fully included (Air Compressor + PSA System consumables) | Breakdown Spares | Included (except Compressor Screw/ Controller/ ZMS — see Exclusions) | ZMS Warranty | 10 years post-replacement under continuous CMC coverage
AT • ABSSTEM Technologies LLP | ASP - GC1 - 1000 LPM | CMC - GC1 - 1000 LPM | After Sales | CMC - GC1 - PSAO | Nos | 998719 | 18.00 | 1111342.00 | Yes | No | No |  | finished_good | Absstem Shield Premium – Comprehensive Maintenance Contract (CMC) | Buy external | No |  |  |  | Yes | Yes | Yes |  | Equipment Covered | PSA Oxygen Plant- Air compressor + Air Dryer + Air Receiver + PSA Module | Contract Duration | 12 Months | Service Visits | 4 Preventive Maintenance Visits (quarterly) + Unlimited Breakdown Visits | Response Time | Remote telephonic support: within 6 hours ¦ On-site: 48–72 hours* | Consumables | Fully included (Air Compressor + PSA System consumables) | Breakdown Spares | Included (except Compressor Screw/ Controller/ ZMS — see Exclusions) | ZMS Warranty | 10 years post-replacement under continuous CMC coverage
AT • ABSSTEM Technologies LLP | ASP - GC1 - 150 LPM | CMC - GC1 - 150 LPM | After Sales | CMC - GC1 - PSAO | Nos | 998719 | 18.00 | 224637.00 | Yes | No | No |  | finished_good | Absstem Shield Premium – Comprehensive Maintenance Contract (CMC) | Buy external | No |  |  |  | Yes | Yes | Yes |  | Equipment Covered | PSA Oxygen Plant- Air compressor + Air Dryer + Air Receiver + PSA Module | Contract Duration | 12 Months | Service Visits | 4 Preventive Maintenance Visits (quarterly) + Unlimited Breakdown Visits | Response Time | Remote telephonic support: within 6 hours ¦ On-site: 48–72 hours* | Consumables | Fully included (Air Compressor + PSA System consumables) | Breakdown Spares | Included (except Compressor Screw/ Controller/ ZMS — see Exclusions) | ZMS Warranty | 10 years post-replacement under continuous CMC coverage
AT • ABSSTEM Technologies LLP | ASP - GC1 - 200 LPM | CMC - GC1 - 200 LPM | After Sales | CMC - GC1 - PSAO | Nos | 998719 | 18.00 | 287492.00 | Yes | No | No |  | finished_good | Absstem Shield Premium – Comprehensive Maintenance Contract (CMC) | Buy external | No |  |  |  | Yes | Yes | Yes |  | Equipment Covered | PSA Oxygen Plant- Air compressor + Air Dryer + Air Receiver + PSA Module | Contract Duration | 12 Months | Service Visits | 4 Preventive Maintenance Visits (quarterly) + Unlimited Breakdown Visits | Response Time | Remote telephonic support: within 6 hours ¦ On-site: 48–72 hours* | Consumables | Fully included (Air Compressor + PSA System consumables) | Breakdown Spares | Included (except Compressor Screw/ Controller/ ZMS — see Exclusions) | ZMS Warranty | 10 years post-replacement under continuous CMC coverage
AT • ABSSTEM Technologies LLP | ASP - GC1 - 250 LPM | CMC - GC1 - 250 LPM | After Sales | CMC - GC1 - PSAO | Nos | 998719 | 18.00 | 287492.00 | Yes | No | No |  | finished_good | Absstem Shield Premium – Comprehensive Maintenance Contract (CMC) | Buy external | No |  |  |  | Yes | Yes | Yes |  | Equipment Covered | PSA Oxygen Plant- Air compressor + Air Dryer + Air Receiver + PSA Module | Contract Duration | 12 Months | Service Visits | 4 Preventive Maintenance Visits (quarterly) + Unlimited Breakdown Visits | Response Time | Remote telephonic support: within 6 hours ¦ On-site: 48–72 hours* | Consumables | Fully included (Air Compressor + PSA System consumables) | Breakdown Spares | Included (except Compressor Screw/ Controller/ ZMS — see Exclusions) | ZMS Warranty | 10 years post-replacement under continuous CMC coverage
AT • ABSSTEM Technologies LLP | ASP - GC1 - 300 LPM | CMC - GC1 - 300 LPM | After Sales | CMC - GC1 - PSAO | Nos | 998719 | 18.00 | 400104.00 | Yes | No | No |  | finished_good | Absstem Shield Premium – Comprehensive Maintenance Contract (CMC) | Buy external | No |  |  |  | Yes | Yes | Yes |  | Equipment Covered | PSA Oxygen Plant- Air compressor + Air Dryer + Air Receiver + PSA Module | Contract Duration | 12 Months | Service Visits | 4 Preventive Maintenance Visits (quarterly) + Unlimited Breakdown Visits | Response Time | Remote telephonic support: within 6 hours ¦ On-site: 48–72 hours* | Consumables | Fully included (Air Compressor + PSA System consumables) | Breakdown Spares | Included (except Compressor Screw/ Controller/ ZMS — see Exclusions) | ZMS Warranty | 10 years post-replacement under continuous CMC coverage
AT • ABSSTEM Technologies LLP | ASP - GC1 - 400 LPM | CMC - GC1 - 400 LPM | After Sales | CMC - GC1 - PSAO | Nos | 998719 | 18.00 | 422514.00 | Yes | No | No |  | finished_good | Absstem Shield Premium – Comprehensive Maintenance Contract (CMC) | Buy external | No |  |  |  | Yes | Yes | Yes |  | Equipment Covered | PSA Oxygen Plant- Air compressor + Air Dryer + Air Receiver + PSA Module | Contract Duration | 12 Months | Service Visits | 4 Preventive Maintenance Visits (quarterly) + Unlimited Breakdown Visits | Response Time | Remote telephonic support: within 6 hours ¦ On-site: 48–72 hours* | Consumables | Fully included (Air Compressor + PSA System consumables) | Breakdown Spares | Included (except Compressor Screw/ Controller/ ZMS — see Exclusions) | ZMS Warranty | 10 years post-replacement under continuous CMC coverage
AT • ABSSTEM Technologies LLP | ASP - GC1 - 50 LPM | CMC - GC1 - 50 LPM | After Sales | CMC - GC1 - PSAO | Nos | 998719 | 18.00 | 197220.00 | Yes | No | No |  | finished_good | Absstem Shield Premium – Comprehensive Maintenance Contract (CMC) | Buy external | No |  |  |  | Yes | Yes | Yes |  | Equipment Covered | PSA Oxygen Plant- Air compressor + Air Dryer + Air Receiver + PSA Module | Contract Duration | 12 Months | Service Visits | 4 Preventive Maintenance Visits (quarterly) + Unlimited Breakdown Visits | Response Time | Remote telephonic support: within 6 hours ¦ On-site: 48–72 hours* | Consumables | Fully included (Air Compressor + PSA System consumables) | Breakdown Spares | Included (except Compressor Screw/ Controller/ ZMS — see Exclusions) | ZMS Warranty | 10 years post-replacement under continuous CMC coverage
AT • ABSSTEM Technologies LLP | ASP - GC1 - 500 LPM | CMC - GC1 - 500 LPM | After Sales | CMC - GC1 - PSAO | Nos | 998719 | 18.00 | 482512.00 | Yes | No | No |  | finished_good | Absstem Shield Premium – Comprehensive Maintenance Contract (CMC) | Buy external | No |  |  |  | Yes | Yes | Yes |  | Equipment Covered | PSA Oxygen Plant- Air compressor + Air Dryer + Air Receiver + PSA Module | Contract Duration | 12 Months | Service Visits | 4 Preventive Maintenance Visits (quarterly) + Unlimited Breakdown Visits | Response Time | Remote telephonic support: within 6 hours ¦ On-site: 48–72 hours* | Consumables | Fully included (Air Compressor + PSA System consumables) | Breakdown Spares | Included (except Compressor Screw/ Controller/ ZMS — see Exclusions) | ZMS Warranty | 10 years post-replacement under continuous CMC coverage
AT • ABSSTEM Technologies LLP | ASP - GC1 - 600 LPM | CMC - GC1 - 600 LPM | After Sales | CMC - GC1 - PSAO | Nos | 998719 | 18.00 | 696011.00 | Yes | No | No |  | finished_good | Absstem Shield Premium – Comprehensive Maintenance Contract (CMC) | Buy external | No |  |  |  | Yes | Yes | Yes |  | Equipment Covered | PSA Oxygen Plant- Air compressor + Air Dryer + Air Receiver + PSA Module | Contract Duration | 12 Months | Service Visits | 4 Preventive Maintenance Visits (quarterly) + Unlimited Breakdown Visits | Response Time | Remote telephonic support: within 6 hours ¦ On-site: 48–72 hours* | Consumables | Fully included (Air Compressor + PSA System consumables) | Breakdown Spares | Included (except Compressor Screw/ Controller/ ZMS — see Exclusions) | ZMS Warranty | 10 years post-replacement under continuous CMC coverage
AT • ABSSTEM Technologies LLP | ASP - GC1 - 700 LPM | CMC - GC1 - 700 LPM | After Sales | CMC - GC1 - PSAO | Nos | 998719 | 18.00 | 927389.00 | Yes | No | No |  | finished_good | Absstem Shield Premium – Comprehensive Maintenance Contract (CMC) | Buy external | No |  |  |  | Yes | Yes | Yes |  | Equipment Covered | PSA Oxygen Plant- Air compressor + Air Dryer + Air Receiver + PSA Module | Contract Duration | 12 Months | Service Visits | 4 Preventive Maintenance Visits (quarterly) + Unlimited Breakdown Visits | Response Time | Remote telephonic support: within 6 hours ¦ On-site: 48–72 hours* | Consumables | Fully included (Air Compressor + PSA System consumables) | Breakdown Spares | Included (except Compressor Screw/ Controller/ ZMS — see Exclusions) | ZMS Warranty | 10 years post-replacement under continuous CMC coverage
AT • ABSSTEM Technologies LLP | ASP - GC1 - 800 LPM | CMC - GC1 - 800 LPM | After Sales | CMC - GC1 - PSAO | Nos | 998719 | 18.00 | 927389.00 | Yes | No | No |  | finished_good | Absstem Shield Premium – Comprehensive Maintenance Contract (CMC) | Buy external | No |  |  |  | Yes | Yes | Yes |  | Equipment Covered | PSA Oxygen Plant- Air compressor + Air Dryer + Air Receiver + PSA Module | Contract Duration | 12 Months | Service Visits | 4 Preventive Maintenance Visits (quarterly) + Unlimited Breakdown Visits | Response Time | Remote telephonic support: within 6 hours ¦ On-site: 48–72 hours* | Consumables | Fully included (Air Compressor + PSA System consumables) | Breakdown Spares | Included (except Compressor Screw/ Controller/ ZMS — see Exclusions) | ZMS Warranty | 10 years post-replacement under continuous CMC coverage
AT • ABSSTEM Technologies LLP | ASP - GC2 - 100 LPM | CMC - GC2 - 100 LPM | After Sales | CMC - GC2 - PSAO | Nos | 998719 | 18.00 | 296775.00 | Yes | No | No |  | finished_good | Absstem Shield Premium – Comprehensive Maintenance Contract (CMC) | Buy external | No |  |  |  | Yes | Yes | Yes |  | Equipment Covered | PSA Oxygen Plant- Air compressor + Air Dryer + Air Receiver + PSA Module + Storage Tank | Contract Duration | 12 Months | Service Visits | 4 Preventive Maintenance Visits (quarterly) + Unlimited Breakdown Visits | Response Time | Remote telephonic support: within 6 hours ¦ On-site: 48–72 hours* | Consumables | Fully included (Air Compressor + PSA System consumables) | Breakdown Spares | Included (except Compressor Screw/ Controller/ ZMS — see Exclusions) | ZMS Warranty | 10 years post-replacement under continuous CMC coverage
AT • ABSSTEM Technologies LLP | ASP - GC2 - 1000 LPM | CMC - GC2 - 1000 LPM | After Sales | CMC - GC2 - PSAO | Nos | 998719 | 18.00 | 1129342.00 | Yes | No | No |  | finished_good | Absstem Shield Premium – Comprehensive Maintenance Contract (CMC) | Buy external | No |  |  |  | Yes | Yes | Yes |  | Equipment Covered | PSA Oxygen Plant- Air compressor + Air Dryer + Air Receiver + PSA Module + Storage Tank | Contract Duration | 12 Months | Service Visits | 4 Preventive Maintenance Visits (quarterly) + Unlimited Breakdown Visits | Response Time | Remote telephonic support: within 6 hours ¦ On-site: 48–72 hours* | Consumables | Fully included (Air Compressor + PSA System consumables) | Breakdown Spares | Included (except Compressor Screw/ Controller/ ZMS — see Exclusions) | ZMS Warranty | 10 years post-replacement under continuous CMC coverage
AT • ABSSTEM Technologies LLP | ASP - GC2 - 150 LPM | CMC - GC2 - 150 LPM | After Sales | CMC - GC2 - PSAO | Nos | 998719 | 18.00 | 239637.00 | Yes | No | No |  | finished_good | Absstem Shield Premium – Comprehensive Maintenance Contract (CMC) | Buy external | No |  |  |  | Yes | Yes | Yes |  | Equipment Covered | PSA Oxygen Plant- Air compressor + Air Dryer + Air Receiver + PSA Module + Storage Tank | Contract Duration | 12 Months | Service Visits | 4 Preventive Maintenance Visits (quarterly) + Unlimited Breakdown Visits | Response Time | Remote telephonic support: within 6 hours ¦ On-site: 48–72 hours* | Consumables | Fully included (Air Compressor + PSA System consumables) | Breakdown Spares | Included (except Compressor Screw/ Controller/ ZMS — see Exclusions) | ZMS Warranty | 10 years post-replacement under continuous CMC coverage
AT • ABSSTEM Technologies LLP | ASP - GC2 - 200 LPM | CMC - GC2 - 200 LPM | After Sales | CMC - GC2 - PSAO | Nos | 998719 | 18.00 | 305492.00 | Yes | No | No |  | finished_good | Absstem Shield Premium – Comprehensive Maintenance Contract (CMC) | Buy external | No |  |  |  | Yes | Yes | Yes |  | Equipment Covered | PSA Oxygen Plant- Air compressor + Air Dryer + Air Receiver + PSA Module + Storage Tank | Contract Duration | 12 Months | Service Visits | 4 Preventive Maintenance Visits (quarterly) + Unlimited Breakdown Visits | Response Time | Remote telephonic support: within 6 hours ¦ On-site: 48–72 hours* | Consumables | Fully included (Air Compressor + PSA System consumables) | Breakdown Spares | Included (except Compressor Screw/ Controller/ ZMS — see Exclusions) | ZMS Warranty | 10 years post-replacement under continuous CMC coverage
AT • ABSSTEM Technologies LLP | ASP - GC2 - 250 LPM | CMC - GC2 - 250 LPM | After Sales | CMC - GC2 - PSAO | Nos | 998719 | 18.00 | 305492.00 | Yes | No | No |  | finished_good | Absstem Shield Premium – Comprehensive Maintenance Contract (CMC) | Buy external | No |  |  |  | Yes | Yes | Yes |  | Equipment Covered | PSA Oxygen Plant- Air compressor + Air Dryer + Air Receiver + PSA Module + Storage Tank | Contract Duration | 12 Months | Service Visits | 4 Preventive Maintenance Visits (quarterly) + Unlimited Breakdown Visits | Response Time | Remote telephonic support: within 6 hours ¦ On-site: 48–72 hours* | Consumables | Fully included (Air Compressor + PSA System consumables) | Breakdown Spares | Included (except Compressor Screw/ Controller/ ZMS — see Exclusions) | ZMS Warranty | 10 years post-replacement under continuous CMC coverage
AT • ABSSTEM Technologies LLP | ASP - GC2 - 300 LPM | CMC - GC2 - 300 LPM | After Sales | CMC - GC2 - PSAO | Nos | 998719 | 18.00 | 418104.00 | Yes | No | No |  | finished_good | Absstem Shield Premium – Comprehensive Maintenance Contract (CMC) | Buy external | No |  |  |  | Yes | Yes | Yes |  | Equipment Covered | PSA Oxygen Plant- Air compressor + Air Dryer + Air Receiver + PSA Module + Storage Tank | Contract Duration | 12 Months | Service Visits | 4 Preventive Maintenance Visits (quarterly) + Unlimited Breakdown Visits | Response Time | Remote telephonic support: within 6 hours ¦ On-site: 48–72 hours* | Consumables | Fully included (Air Compressor + PSA System consumables) | Breakdown Spares | Included (except Compressor Screw/ Controller/ ZMS — see Exclusions) | ZMS Warranty | 10 years post-replacement under continuous CMC coverage
AT • ABSSTEM Technologies LLP | ASP - GC2 - 400 LPM | CMC - GC2 - 400 LPM | After Sales | CMC - GC2 - PSAO | Nos | 998719 | 18.00 | 440514.00 | Yes | No | No |  | finished_good | Absstem Shield Premium – Comprehensive Maintenance Contract (CMC) | Buy external | No |  |  |  | Yes | Yes | Yes |  | Equipment Covered | PSA Oxygen Plant- Air compressor + Air Dryer + Air Receiver + PSA Module + Storage Tank | Contract Duration | 12 Months | Service Visits | 4 Preventive Maintenance Visits (quarterly) + Unlimited Breakdown Visits | Response Time | Remote telephonic support: within 6 hours ¦ On-site: 48–72 hours* | Consumables | Fully included (Air Compressor + PSA System consumables) | Breakdown Spares | Included (except Compressor Screw/ Controller/ ZMS — see Exclusions) | ZMS Warranty | 10 years post-replacement under continuous CMC coverage
AT • ABSSTEM Technologies LLP | ASP - GC2 - 50 LPM | CMC - GC2 - 50 LPM | After Sales | CMC - GC2 - PSAO | Nos | 998719 | 18.00 | 212220.00 | Yes | No | No |  | finished_good | Absstem Shield Premium – Comprehensive Maintenance Contract (CMC) | Buy external | No |  |  |  | Yes | Yes | Yes |  | Equipment Covered | PSA Oxygen Plant- Air compressor + Air Dryer + Air Receiver + PSA Module + Storage Tank | Contract Duration | 12 Months | Service Visits | 4 Preventive Maintenance Visits (quarterly) + Unlimited Breakdown Visits | Response Time | Remote telephonic support: within 6 hours ¦ On-site: 48–72 hours* | Consumables | Fully included (Air Compressor + PSA System consumables) | Breakdown Spares | Included (except Compressor Screw/ Controller/ ZMS — see Exclusions) | ZMS Warranty | 10 years post-replacement under continuous CMC coverage
AT • ABSSTEM Technologies LLP | ASP - GC2 - 500 LPM | CMC - GC2 - 500 LPM | After Sales | CMC - GC2 - PSAO | Nos | 998719 | 18.00 | 500512.00 | Yes | No | No |  | finished_good | Absstem Shield Premium – Comprehensive Maintenance Contract (CMC) | Buy external | No |  |  |  | Yes | Yes | Yes |  | Equipment Covered | PSA Oxygen Plant- Air compressor + Air Dryer + Air Receiver + PSA Module + Storage Tank | Contract Duration | 12 Months | Service Visits | 4 Preventive Maintenance Visits (quarterly) + Unlimited Breakdown Visits | Response Time | Remote telephonic support: within 6 hours ¦ On-site: 48–72 hours* | Consumables | Fully included (Air Compressor + PSA System consumables) | Breakdown Spares | Included (except Compressor Screw/ Controller/ ZMS — see Exclusions) | ZMS Warranty | 10 years post-replacement under continuous CMC coverage
AT • ABSSTEM Technologies LLP | ASP - GC2 - 600 LPM | CMC - GC2 - 600 LPM | After Sales | CMC - GC2 - PSAO | Nos | 998719 | 18.00 | 714011.00 | Yes | No | No |  | finished_good | Absstem Shield Premium – Comprehensive Maintenance Contract (CMC) | Buy external | No |  |  |  | Yes | Yes | Yes |  | Equipment Covered | PSA Oxygen Plant- Air compressor + Air Dryer + Air Receiver + PSA Module + Storage Tank | Contract Duration | 12 Months | Service Visits | 4 Preventive Maintenance Visits (quarterly) + Unlimited Breakdown Visits | Response Time | Remote telephonic support: within 6 hours ¦ On-site: 48–72 hours* | Consumables | Fully included (Air Compressor + PSA System consumables) | Breakdown Spares | Included (except Compressor Screw/ Controller/ ZMS — see Exclusions) | ZMS Warranty | 10 years post-replacement under continuous CMC coverage
AT • ABSSTEM Technologies LLP | ASP - GC2 - 700 LPM | CMC - GC2 - 700 LPM | After Sales | CMC - GC2 - PSAO | Nos | 998719 | 18.00 | 945389.00 | Yes | No | No |  | finished_good | Absstem Shield Premium – Comprehensive Maintenance Contract (CMC) | Buy external | No |  |  |  | Yes | Yes | Yes |  | Equipment Covered | PSA Oxygen Plant- Air compressor + Air Dryer + Air Receiver + PSA Module + Storage Tank | Contract Duration | 12 Months | Service Visits | 4 Preventive Maintenance Visits (quarterly) + Unlimited Breakdown Visits | Response Time | Remote telephonic support: within 6 hours ¦ On-site: 48–72 hours* | Consumables | Fully included (Air Compressor + PSA System consumables) | Breakdown Spares | Included (except Compressor Screw/ Controller/ ZMS — see Exclusions) | ZMS Warranty | 10 years post-replacement under continuous CMC coverage
AT • ABSSTEM Technologies LLP | ASP - GC2 - 800 LPM | CMC - GC2 - 800 LPM | After Sales | CMC - GC2 - PSAO | Nos | 998719 | 18.00 | 945389.00 | Yes | No | No |  | finished_good | Absstem Shield Premium – Comprehensive Maintenance Contract (CMC) | Buy external | No |  |  |  | Yes | Yes | Yes |  | Equipment Covered | PSA Oxygen Plant- Air compressor + Air Dryer + Air Receiver + PSA Module + Storage Tank | Contract Duration | 12 Months | Service Visits | 4 Preventive Maintenance Visits (quarterly) + Unlimited Breakdown Visits | Response Time | Remote telephonic support: within 6 hours ¦ On-site: 48–72 hours* | Consumables | Fully included (Air Compressor + PSA System consumables) | Breakdown Spares | Included (except Compressor Screw/ Controller/ ZMS — see Exclusions) | ZMS Warranty | 10 years post-replacement under continuous CMC coverage
AT • ABSSTEM Technologies LLP | ASP - GC3 - 100 LPM | CMC - GC3 - 100 LPM | After Sales | CMC - GC3 - PSAO | Nos | 998719 | 18.00 | 356775.00 | Yes | No | No |  | finished_good | Absstem Shield Premium – Comprehensive Maintenance Contract (CMC) | Buy external | No |  |  |  | Yes | Yes | Yes |  | Equipment Covered | PSA Oxygen Plant- Air compressor + Air Dryer + Air Receiver + PSA Module + Storage Tank + Servo Stabilizer | Contract Duration | 12 Months | Service Visits | 4 Preventive Maintenance Visits (quarterly) + Unlimited Breakdown Visits | Response Time | Remote telephonic support: within 6 hours ¦ On-site: 48–72 hours* | Consumables | Fully included (Air Compressor + PSA System consumables) | Breakdown Spares | Included (except Compressor Screw/ Controller/ ZMS — see Exclusions) | ZMS Warranty | 10 years post-replacement under continuous CMC coverage
AT • ABSSTEM Technologies LLP | ASP - GC3 - 1000 LPM | CMC - GC3 - 1000 LPM | After Sales | CMC - GC3 - PSAO | Nos | 998719 | 18.00 | 1255342.00 | Yes | No | No |  | finished_good | Absstem Shield Premium – Comprehensive Maintenance Contract (CMC) | Buy external | No |  |  |  | Yes | Yes | Yes |  | Equipment Covered | PSA Oxygen Plant- Air compressor + Air Dryer + Air Receiver + PSA Module + Storage Tank + Servo Stabilizer | Contract Duration | 12 Months | Service Visits | 4 Preventive Maintenance Visits (quarterly) + Unlimited Breakdown Visits | Response Time | Remote telephonic support: within 6 hours ¦ On-site: 48–72 hours* | Consumables | Fully included (Air Compressor + PSA System consumables) | Breakdown Spares | Included (except Compressor Screw/ Controller/ ZMS — see Exclusions) | ZMS Warranty | 10 years post-replacement under continuous CMC coverage
AT • ABSSTEM Technologies LLP | ASP - GC3 - 150 LPM | CMC - GC3 - 150 LPM | After Sales | CMC - GC3 - PSAO | Nos | 998719 | 18.00 | 299637.00 | Yes | No | No |  | finished_good | Absstem Shield Premium – Comprehensive Maintenance Contract (CMC) | Buy external | No |  |  |  | Yes | Yes | Yes |  | Equipment Covered | PSA Oxygen Plant- Air compressor + Air Dryer + Air Receiver + PSA Module + Storage Tank + Servo Stabilizer | Contract Duration | 12 Months | Service Visits | 4 Preventive Maintenance Visits (quarterly) + Unlimited Breakdown Visits | Response Time | Remote telephonic support: within 6 hours ¦ On-site: 48–72 hours* | Consumables | Fully included (Air Compressor + PSA System consumables) | Breakdown Spares | Included (except Compressor Screw/ Controller/ ZMS — see Exclusions) | ZMS Warranty | 10 years post-replacement under continuous CMC coverage
AT • ABSSTEM Technologies LLP | ASP - GC3 - 200 LPM | CMC - GC3 - 200 LPM | After Sales | CMC - GC3 - PSAO | Nos | 998719 | 18.00 | 377492.00 | Yes | No | No |  | finished_good | Absstem Shield Premium – Comprehensive Maintenance Contract (CMC) | Buy external | No |  |  |  | Yes | Yes | Yes |  | Equipment Covered | PSA Oxygen Plant- Air compressor + Air Dryer + Air Receiver + PSA Module + Storage Tank + Servo Stabilizer | Contract Duration | 12 Months | Service Visits | 4 Preventive Maintenance Visits (quarterly) + Unlimited Breakdown Visits | Response Time | Remote telephonic support: within 6 hours ¦ On-site: 48–72 hours* | Consumables | Fully included (Air Compressor + PSA System consumables) | Breakdown Spares | Included (except Compressor Screw/ Controller/ ZMS — see Exclusions) | ZMS Warranty | 10 years post-replacement under continuous CMC coverage
AT • ABSSTEM Technologies LLP | ASP - GC3 - 250 LPM | CMC - GC3 - 250 LPM | After Sales | CMC - GC3 - PSAO | Nos | 998719 | 18.00 | 377492.00 | Yes | No | No |  | finished_good | Absstem Shield Premium – Comprehensive Maintenance Contract (CMC) | Buy external | No |  |  |  | Yes | Yes | Yes |  | Equipment Covered | PSA Oxygen Plant- Air compressor + Air Dryer + Air Receiver + PSA Module + Storage Tank + Servo Stabilizer | Contract Duration | 12 Months | Service Visits | 4 Preventive Maintenance Visits (quarterly) + Unlimited Breakdown Visits | Response Time | Remote telephonic support: within 6 hours ¦ On-site: 48–72 hours* | Consumables | Fully included (Air Compressor + PSA System consumables) | Breakdown Spares | Included (except Compressor Screw/ Controller/ ZMS — see Exclusions) | ZMS Warranty | 10 years post-replacement under continuous CMC coverage
AT • ABSSTEM Technologies LLP | ASP - GC3 - 300 LPM | CMC - GC3 - 300 LPM | After Sales | CMC - GC3 - PSAO | Nos | 998719 | 18.00 | 490104.00 | Yes | No | No |  | finished_good | Absstem Shield Premium – Comprehensive Maintenance Contract (CMC) | Buy external | No |  |  |  | Yes | Yes | Yes |  | Equipment Covered | PSA Oxygen Plant- Air compressor + Air Dryer + Air Receiver + PSA Module + Storage Tank + Servo Stabilizer | Contract Duration | 12 Months | Service Visits | 4 Preventive Maintenance Visits (quarterly) + Unlimited Breakdown Visits | Response Time | Remote telephonic support: within 6 hours ¦ On-site: 48–72 hours* | Consumables | Fully included (Air Compressor + PSA System consumables) | Breakdown Spares | Included (except Compressor Screw/ Controller/ ZMS — see Exclusions) | ZMS Warranty | 10 years post-replacement under continuous CMC coverage
AT • ABSSTEM Technologies LLP | ASP - GC3 - 400 LPM | CMC - GC3 - 400 LPM | After Sales | CMC - GC3 - PSAO | Nos | 998719 | 18.00 | 512514.00 | Yes | No | No |  | finished_good | Absstem Shield Premium – Comprehensive Maintenance Contract (CMC) | Buy external | No |  |  |  | Yes | Yes | Yes |  | Equipment Covered | PSA Oxygen Plant- Air compressor + Air Dryer + Air Receiver + PSA Module + Storage Tank + Servo Stabilizer | Contract Duration | 12 Months | Service Visits | 4 Preventive Maintenance Visits (quarterly) + Unlimited Breakdown Visits | Response Time | Remote telephonic support: within 6 hours ¦ On-site: 48–72 hours* | Consumables | Fully included (Air Compressor + PSA System consumables) | Breakdown Spares | Included (except Compressor Screw/ Controller/ ZMS — see Exclusions) | ZMS Warranty | 10 years post-replacement under continuous CMC coverage
AT • ABSSTEM Technologies LLP | ASP - GC3 - 50 LPM | CMC - GC3 - 50 LPM | After Sales | CMC - GC3 - PSAO | Nos | 998719 | 18.00 | 257220.00 | Yes | No | No |  | finished_good | Absstem Shield Premium – Comprehensive Maintenance Contract (CMC) | Buy external | No |  |  |  | Yes | Yes | Yes |  | Equipment Covered | PSA Oxygen Plant- Air compressor + Air Dryer + Air Receiver + PSA Module + Storage Tank + Servo Stabilizer | Contract Duration | 12 Months | Service Visits | 4 Preventive Maintenance Visits (quarterly) + Unlimited Breakdown Visits | Response Time | Remote telephonic support: within 6 hours ¦ On-site: 48–72 hours* | Consumables | Fully included (Air Compressor + PSA System consumables) | Breakdown Spares | Included (except Compressor Screw/ Controller/ ZMS — see Exclusions) | ZMS Warranty | 10 years post-replacement under continuous CMC coverage
AT • ABSSTEM Technologies LLP | ASP - GC3 - 500 LPM | CMC - GC3 - 500 LPM | After Sales | CMC - GC3 - PSAO | Nos | 998719 | 18.00 | 608512.00 | Yes | No | No |  | finished_good | Absstem Shield Premium – Comprehensive Maintenance Contract (CMC) | Buy external | No |  |  |  | Yes | Yes | Yes |  | Equipment Covered | PSA Oxygen Plant- Air compressor + Air Dryer + Air Receiver + PSA Module + Storage Tank + Servo Stabilizer | Contract Duration | 12 Months | Service Visits | 4 Preventive Maintenance Visits (quarterly) + Unlimited Breakdown Visits | Response Time | Remote telephonic support: within 6 hours ¦ On-site: 48–72 hours* | Consumables | Fully included (Air Compressor + PSA System consumables) | Breakdown Spares | Included (except Compressor Screw/ Controller/ ZMS — see Exclusions) | ZMS Warranty | 10 years post-replacement under continuous CMC coverage
AT • ABSSTEM Technologies LLP | ASP - GC3 - 600 LPM | CMC - GC3 - 600 LPM | After Sales | CMC - GC3 - PSAO | Nos | 998719 | 18.00 | 822011.00 | Yes | No | No |  | finished_good | Absstem Shield Premium – Comprehensive Maintenance Contract (CMC) | Buy external | No |  |  |  | Yes | Yes | Yes |  | Equipment Covered | PSA Oxygen Plant- Air compressor + Air Dryer + Air Receiver + PSA Module + Storage Tank + Servo Stabilizer | Contract Duration | 12 Months | Service Visits | 4 Preventive Maintenance Visits (quarterly) + Unlimited Breakdown Visits | Response Time | Remote telephonic support: within 6 hours ¦ On-site: 48–72 hours* | Consumables | Fully included (Air Compressor + PSA System consumables) | Breakdown Spares | Included (except Compressor Screw/ Controller/ ZMS — see Exclusions) | ZMS Warranty | 10 years post-replacement under continuous CMC coverage
AT • ABSSTEM Technologies LLP | ASP - GC3 - 700 LPM | CMC - GC3 - 700 LPM | After Sales | CMC - GC3 - PSAO | Nos | 998719 | 18.00 | 1071389.00 | Yes | No | No |  | finished_good | Absstem Shield Premium – Comprehensive Maintenance Contract (CMC) | Buy external | No |  |  |  | Yes | Yes | Yes |  | Equipment Covered | PSA Oxygen Plant- Air compressor + Air Dryer + Air Receiver + PSA Module + Storage Tank + Servo Stabilizer | Contract Duration | 12 Months | Service Visits | 4 Preventive Maintenance Visits (quarterly) + Unlimited Breakdown Visits | Response Time | Remote telephonic support: within 6 hours ¦ On-site: 48–72 hours* | Consumables | Fully included (Air Compressor + PSA System consumables) | Breakdown Spares | Included (except Compressor Screw/ Controller/ ZMS — see Exclusions) | ZMS Warranty | 10 years post-replacement under continuous CMC coverage
AT • ABSSTEM Technologies LLP | ASP - GC3 - 800 LPM | CMC - GC3 - 800 LPM | After Sales | CMC - GC3 - PSAO | Nos | 998719 | 18.00 | 1071389.00 | Yes | No | No |  | finished_good | Absstem Shield Premium – Comprehensive Maintenance Contract (CMC) | Buy external | No |  |  |  | Yes | Yes | Yes |  | Equipment Covered | PSA Oxygen Plant- Air compressor + Air Dryer + Air Receiver + PSA Module + Storage Tank + Servo Stabilizer | Contract Duration | 12 Months | Service Visits | 4 Preventive Maintenance Visits (quarterly) + Unlimited Breakdown Visits | Response Time | Remote telephonic support: within 6 hours ¦ On-site: 48–72 hours* | Consumables | Fully included (Air Compressor + PSA System consumables) | Breakdown Spares | Included (except Compressor Screw/ Controller/ ZMS — see Exclusions) | ZMS Warranty | 10 years post-replacement under continuous CMC coverage
AT • ABSSTEM Technologies LLP | ASP - GC4 - 100 LPM | CMC - GC4 - 100 LPM | After Sales | CMC - GC4 - PSAO | Nos | 998719 | 18.00 | 386775.00 | Yes | No | No |  | finished_good | Absstem Shield Premium – Comprehensive Maintenance Contract (CMC) | Buy external | No |  |  |  | Yes | Yes | Yes |  | Equipment Covered | PSA Oxygen Plant- Air compressor + Air Dryer + Air Receiver + PSA Module + Storage Tank + Servo Stabilizer + UPS | Contract Duration | 12 Months | Service Visits | 4 Preventive Maintenance Visits (quarterly) + Unlimited Breakdown Visits | Response Time | Remote telephonic support: within 6 hours ¦ On-site: 48–72 hours* | Consumables | Fully included (Air Compressor + PSA System consumables) | Breakdown Spares | Included (except Compressor Screw/ Controller/ ZMS — see Exclusions) | ZMS Warranty | 10 years post-replacement under continuous CMC coverage
AT • ABSSTEM Technologies LLP | ASP - GC4 - 1000 LPM | CMC - GC4 - 1000 LPM | After Sales | CMC - GC4 - PSAO | Nos | 998719 | 18.00 | 1291342.00 | Yes | No | No |  | finished_good | Absstem Shield Premium – Comprehensive Maintenance Contract (CMC) | Buy external | No |  |  |  | Yes | Yes | Yes |  | Equipment Covered | PSA Oxygen Plant- Air compressor + Air Dryer + Air Receiver + PSA Module + Storage Tank + Servo Stabilizer + UPS | Contract Duration | 12 Months | Service Visits | 4 Preventive Maintenance Visits (quarterly) + Unlimited Breakdown Visits | Response Time | Remote telephonic support: within 6 hours ¦ On-site: 48–72 hours* | Consumables | Fully included (Air Compressor + PSA System consumables) | Breakdown Spares | Included (except Compressor Screw/ Controller/ ZMS — see Exclusions) | ZMS Warranty | 10 years post-replacement under continuous CMC coverage
AT • ABSSTEM Technologies LLP | ASP - GC4 - 150 LPM | CMC - GC4 - 150 LPM | After Sales | CMC - GC4 - PSAO | Nos | 998719 | 18.00 | 329637.00 | Yes | No | No |  | finished_good | Absstem Shield Premium – Comprehensive Maintenance Contract (CMC) | Buy external | No |  |  |  | Yes | Yes | Yes |  | Equipment Covered | PSA Oxygen Plant- Air compressor + Air Dryer + Air Receiver + PSA Module + Storage Tank + Servo Stabilizer + UPS | Contract Duration | 12 Months | Service Visits | 4 Preventive Maintenance Visits (quarterly) + Unlimited Breakdown Visits | Response Time | Remote telephonic support: within 6 hours ¦ On-site: 48–72 hours* | Consumables | Fully included (Air Compressor + PSA System consumables) | Breakdown Spares | Included (except Compressor Screw/ Controller/ ZMS — see Exclusions) | ZMS Warranty | 10 years post-replacement under continuous CMC coverage
AT • ABSSTEM Technologies LLP | ASP - GC4 - 200 LPM | CMC - GC4 - 200 LPM | After Sales | CMC - GC4 - PSAO | Nos | 998719 | 18.00 | 413492.00 | Yes | No | No |  | finished_good | Absstem Shield Premium – Comprehensive Maintenance Contract (CMC) | Buy external | No |  |  |  | Yes | Yes | Yes |  | Equipment Covered | PSA Oxygen Plant- Air compressor + Air Dryer + Air Receiver + PSA Module + Storage Tank + Servo Stabilizer + UPS | Contract Duration | 12 Months | Service Visits | 4 Preventive Maintenance Visits (quarterly) + Unlimited Breakdown Visits | Response Time | Remote telephonic support: within 6 hours ¦ On-site: 48–72 hours* | Consumables | Fully included (Air Compressor + PSA System consumables) | Breakdown Spares | Included (except Compressor Screw/ Controller/ ZMS — see Exclusions) | ZMS Warranty | 10 years post-replacement under continuous CMC coverage
AT • ABSSTEM Technologies LLP | ASP - GC4 - 250 LPM | CMC - GC4 - 250 LPM | After Sales | CMC - GC4 - PSAO | Nos | 998719 | 18.00 | 413492.00 | Yes | No | No |  | finished_good | Absstem Shield Premium – Comprehensive Maintenance Contract (CMC) | Buy external | No |  |  |  | Yes | Yes | Yes |  | Equipment Covered | PSA Oxygen Plant- Air compressor + Air Dryer + Air Receiver + PSA Module + Storage Tank + Servo Stabilizer + UPS | Contract Duration | 12 Months | Service Visits | 4 Preventive Maintenance Visits (quarterly) + Unlimited Breakdown Visits | Response Time | Remote telephonic support: within 6 hours ¦ On-site: 48–72 hours* | Consumables | Fully included (Air Compressor + PSA System consumables) | Breakdown Spares | Included (except Compressor Screw/ Controller/ ZMS — see Exclusions) | ZMS Warranty | 10 years post-replacement under continuous CMC coverage
AT • ABSSTEM Technologies LLP | ASP - GC4 - 300 LPM | CMC - GC4 - 300 LPM | After Sales | CMC - GC4 - PSAO | Nos | 998719 | 18.00 | 526104.00 | Yes | No | No |  | finished_good | Absstem Shield Premium – Comprehensive Maintenance Contract (CMC) | Buy external | No |  |  |  | Yes | Yes | Yes |  | Equipment Covered | PSA Oxygen Plant- Air compressor + Air Dryer + Air Receiver + PSA Module + Storage Tank + Servo Stabilizer + UPS | Contract Duration | 12 Months | Service Visits | 4 Preventive Maintenance Visits (quarterly) + Unlimited Breakdown Visits | Response Time | Remote telephonic support: within 6 hours ¦ On-site: 48–72 hours* | Consumables | Fully included (Air Compressor + PSA System consumables) | Breakdown Spares | Included (except Compressor Screw/ Controller/ ZMS — see Exclusions) | ZMS Warranty | 10 years post-replacement under continuous CMC coverage
AT • ABSSTEM Technologies LLP | ASP - GC4 - 400 LPM | CMC - GC4 - 400 LPM | After Sales | CMC - GC4 - PSAO | Nos | 998719 | 18.00 | 548514.00 | Yes | No | No |  | finished_good | Absstem Shield Premium – Comprehensive Maintenance Contract (CMC) | Buy external | No |  |  |  | Yes | Yes | Yes |  | Equipment Covered | PSA Oxygen Plant- Air compressor + Air Dryer + Air Receiver + PSA Module + Storage Tank + Servo Stabilizer + UPS | Contract Duration | 12 Months | Service Visits | 4 Preventive Maintenance Visits (quarterly) + Unlimited Breakdown Visits | Response Time | Remote telephonic support: within 6 hours ¦ On-site: 48–72 hours* | Consumables | Fully included (Air Compressor + PSA System consumables) | Breakdown Spares | Included (except Compressor Screw/ Controller/ ZMS — see Exclusions) | ZMS Warranty | 10 years post-replacement under continuous CMC coverage
AT • ABSSTEM Technologies LLP | ASP - GC4 - 50 LPM | CMC - GC4 - 50 LPM | After Sales | CMC - GC4 - PSAO | Nos | 998719 | 18.00 | 287220.00 | Yes | No | No |  | finished_good | Absstem Shield Premium – Comprehensive Maintenance Contract (CMC) | Buy external | No |  |  |  | Yes | Yes | Yes |  | Equipment Covered | PSA Oxygen Plant- Air compressor + Air Dryer + Air Receiver + PSA Module + Storage Tank + Servo Stabilizer + UPS | Contract Duration | 12 Months | Service Visits | 4 Preventive Maintenance Visits (quarterly) + Unlimited Breakdown Visits | Response Time | Remote telephonic support: within 6 hours ¦ On-site: 48–72 hours* | Consumables | Fully included (Air Compressor + PSA System consumables) | Breakdown Spares | Included (except Compressor Screw/ Controller/ ZMS — see Exclusions) | ZMS Warranty | 10 years post-replacement under continuous CMC coverage
AT • ABSSTEM Technologies LLP | ASP - GC4 - 500 LPM | CMC - GC4 - 500 LPM | After Sales | CMC - GC4 - PSAO | Nos | 998719 | 18.00 | 644512.00 | Yes | No | No |  | finished_good | Absstem Shield Premium – Comprehensive Maintenance Contract (CMC) | Buy external | No |  |  |  | Yes | Yes | Yes |  | Equipment Covered | PSA Oxygen Plant- Air compressor + Air Dryer + Air Receiver + PSA Module + Storage Tank + Servo Stabilizer + UPS | Contract Duration | 12 Months | Service Visits | 4 Preventive Maintenance Visits (quarterly) + Unlimited Breakdown Visits | Response Time | Remote telephonic support: within 6 hours ¦ On-site: 48–72 hours* | Consumables | Fully included (Air Compressor + PSA System consumables) | Breakdown Spares | Included (except Compressor Screw/ Controller/ ZMS — see Exclusions) | ZMS Warranty | 10 years post-replacement under continuous CMC coverage
AT • ABSSTEM Technologies LLP | ASP - GC4 - 600 LPM | CMC - GC4 - 600 LPM | After Sales | CMC - GC4 - PSAO | Nos | 998719 | 18.00 | 858011.00 | Yes | No | No |  | finished_good | Absstem Shield Premium – Comprehensive Maintenance Contract (CMC) | Buy external | No |  |  |  | Yes | Yes | Yes |  | Equipment Covered | PSA Oxygen Plant- Air compressor + Air Dryer + Air Receiver + PSA Module + Storage Tank + Servo Stabilizer + UPS | Contract Duration | 12 Months | Service Visits | 4 Preventive Maintenance Visits (quarterly) + Unlimited Breakdown Visits | Response Time | Remote telephonic support: within 6 hours ¦ On-site: 48–72 hours* | Consumables | Fully included (Air Compressor + PSA System consumables) | Breakdown Spares | Included (except Compressor Screw/ Controller/ ZMS — see Exclusions) | ZMS Warranty | 10 years post-replacement under continuous CMC coverage
AT • ABSSTEM Technologies LLP | ASP - GC4 - 700 LPM | CMC - GC4 - 700 LPM | After Sales | CMC - GC4 - PSAO | Nos | 998719 | 18.00 | 1107389.00 | Yes | No | No |  | finished_good | Absstem Shield Premium – Comprehensive Maintenance Contract (CMC) | Buy external | No |  |  |  | Yes | Yes | Yes |  | Equipment Covered | PSA Oxygen Plant- Air compressor + Air Dryer + Air Receiver + PSA Module + Storage Tank + Servo Stabilizer + UPS | Contract Duration | 12 Months | Service Visits | 4 Preventive Maintenance Visits (quarterly) + Unlimited Breakdown Visits | Response Time | Remote telephonic support: within 6 hours ¦ On-site: 48–72 hours* | Consumables | Fully included (Air Compressor + PSA System consumables) | Breakdown Spares | Included (except Compressor Screw/ Controller/ ZMS — see Exclusions) | ZMS Warranty | 10 years post-replacement under continuous CMC coverage
AT • ABSSTEM Technologies LLP | ASP - GC4 - 800 LPM | CMC - GC4 - 800 LPM | After Sales | CMC - GC4 - PSAO | Nos | 998719 | 18.00 | 1107389.00 | Yes | No | No |  | finished_good | Absstem Shield Premium – Comprehensive Maintenance Contract (CMC) | Buy external | No |  |  |  | Yes | Yes | Yes |  | Equipment Covered | PSA Oxygen Plant- Air compressor + Air Dryer + Air Receiver + PSA Module + Storage Tank + Servo Stabilizer + UPS | Contract Duration | 12 Months | Service Visits | 4 Preventive Maintenance Visits (quarterly) + Unlimited Breakdown Visits | Response Time | Remote telephonic support: within 6 hours ¦ On-site: 48–72 hours* | Consumables | Fully included (Air Compressor + PSA System consumables) | Breakdown Spares | Included (except Compressor Screw/ Controller/ ZMS — see Exclusions) | ZMS Warranty | 10 years post-replacement under continuous CMC coverage
AT • ABSSTEM Technologies LLP | ASP - GC5 - 100 LPM | CMC - GC5 - 100 LPM | After Sales | CMC - GC5 - PSAO | Nos | 998719 | 18.00 | 145800.00 | Yes | No | No |  | finished_good | Absstem Shield Premium – Comprehensive Maintenance Contract (CMC) | Buy external | No |  |  |  | Yes | Yes | Yes |  | Equipment Covered | PSA Oxygen Plant- PSA Module only | Contract Duration | 12 Months | Service Visits | 4 Preventive Maintenance Visits (quarterly) + Unlimited Breakdown Visits | Response Time | Remote telephonic support: within 6 hours ¦ On-site: 48–72 hours* | Consumables | Fully included (Air Compressor + PSA System consumables) | Breakdown Spares | Included (except Compressor Screw/ Controller/ ZMS — see Exclusions) | ZMS Warranty | 10 years post-replacement under continuous CMC coverage
AT • ABSSTEM Technologies LLP | ASP - GC5 - 1000 LPM | CMC - GC5 - 1000 LPM | After Sales | CMC - GC5 - PSAO | Nos | 998719 | 18.00 | 372600.00 | Yes | No | No |  | finished_good | Absstem Shield Premium – Comprehensive Maintenance Contract (CMC) | Buy external | No |  |  |  | Yes | Yes | Yes |  | Equipment Covered | PSA Oxygen Plant- PSA Module only | Contract Duration | 12 Months | Service Visits | 4 Preventive Maintenance Visits (quarterly) + Unlimited Breakdown Visits | Response Time | Remote telephonic support: within 6 hours ¦ On-site: 48–72 hours* | Consumables | Fully included (Air Compressor + PSA System consumables) | Breakdown Spares | Included (except Compressor Screw/ Controller/ ZMS — see Exclusions) | ZMS Warranty | 10 years post-replacement under continuous CMC coverage
AT • ABSSTEM Technologies LLP | ASP - GC5 - 150 LPM | CMC - GC5 - 150 LPM | After Sales | CMC - GC5 - PSAO | Nos | 998719 | 18.00 | 145800.00 | Yes | No | No |  | finished_good | Absstem Shield Premium – Comprehensive Maintenance Contract (CMC) | Buy external | No |  |  |  | Yes | Yes | Yes |  | Equipment Covered | PSA Oxygen Plant- PSA Module only | Contract Duration | 12 Months | Service Visits | 4 Preventive Maintenance Visits (quarterly) + Unlimited Breakdown Visits | Response Time | Remote telephonic support: within 6 hours ¦ On-site: 48–72 hours* | Consumables | Fully included (Air Compressor + PSA System consumables) | Breakdown Spares | Included (except Compressor Screw/ Controller/ ZMS — see Exclusions) | ZMS Warranty | 10 years post-replacement under continuous CMC coverage
AT • ABSSTEM Technologies LLP | ASP - GC5 - 200 LPM | CMC - GC5 - 200 LPM | After Sales | CMC - GC5 - PSAO | Nos | 998719 | 18.00 | 174960.00 | Yes | No | No |  | finished_good | Absstem Shield Premium – Comprehensive Maintenance Contract (CMC) | Buy external | No |  |  |  | Yes | Yes | Yes |  | Equipment Covered | PSA Oxygen Plant- PSA Module only | Contract Duration | 12 Months | Service Visits | 4 Preventive Maintenance Visits (quarterly) + Unlimited Breakdown Visits | Response Time | Remote telephonic support: within 6 hours ¦ On-site: 48–72 hours* | Consumables | Fully included (Air Compressor + PSA System consumables) | Breakdown Spares | Included (except Compressor Screw/ Controller/ ZMS — see Exclusions) | ZMS Warranty | 10 years post-replacement under continuous CMC coverage
AT • ABSSTEM Technologies LLP | ASP - GC5 - 250 LPM | CMC - GC5 - 250 LPM | After Sales | CMC - GC5 - PSAO | Nos | 998719 | 18.00 | 174960.00 | Yes | No | No |  | finished_good | Absstem Shield Premium – Comprehensive Maintenance Contract (CMC) | Buy external | No |  |  |  | Yes | Yes | Yes |  | Equipment Covered | PSA Oxygen Plant- PSA Module only | Contract Duration | 12 Months | Service Visits | 4 Preventive Maintenance Visits (quarterly) + Unlimited Breakdown Visits | Response Time | Remote telephonic support: within 6 hours ¦ On-site: 48–72 hours* | Consumables | Fully included (Air Compressor + PSA System consumables) | Breakdown Spares | Included (except Compressor Screw/ Controller/ ZMS — see Exclusions) | ZMS Warranty | 10 years post-replacement under continuous CMC coverage
AT • ABSSTEM Technologies LLP | ASP - GC5 - 300 LPM | CMC - GC5 - 300 LPM | After Sales | CMC - GC5 - PSAO | Nos | 998719 | 18.00 | 200880.00 | Yes | No | No |  | finished_good | Absstem Shield Premium – Comprehensive Maintenance Contract (CMC) | Buy external | No |  |  |  | Yes | Yes | Yes |  | Equipment Covered | PSA Oxygen Plant- PSA Module only | Contract Duration | 12 Months | Service Visits | 4 Preventive Maintenance Visits (quarterly) + Unlimited Breakdown Visits | Response Time | Remote telephonic support: within 6 hours ¦ On-site: 48–72 hours* | Consumables | Fully included (Air Compressor + PSA System consumables) | Breakdown Spares | Included (except Compressor Screw/ Controller/ ZMS — see Exclusions) | ZMS Warranty | 10 years post-replacement under continuous CMC coverage
AT • ABSSTEM Technologies LLP | ASP - GC5 - 400 LPM | CMC - GC5 - 400 LPM | After Sales | CMC - GC5 - PSAO | Nos | 998719 | 18.00 | 200880.00 | Yes | No | No |  | finished_good | Absstem Shield Premium – Comprehensive Maintenance Contract (CMC) | Buy external | No |  |  |  | Yes | Yes | Yes |  | Equipment Covered | PSA Oxygen Plant- PSA Module only | Contract Duration | 12 Months | Service Visits | 4 Preventive Maintenance Visits (quarterly) + Unlimited Breakdown Visits | Response Time | Remote telephonic support: within 6 hours ¦ On-site: 48–72 hours* | Consumables | Fully included (Air Compressor + PSA System consumables) | Breakdown Spares | Included (except Compressor Screw/ Controller/ ZMS — see Exclusions) | ZMS Warranty | 10 years post-replacement under continuous CMC coverage
AT • ABSSTEM Technologies LLP | ASP - GC5 - 50 LPM | CMC - GC5 - 50 LPM | After Sales | CMC - GC5 - PSAO | Nos | 998719 | 18.00 | 124200.00 | Yes | No | No |  | finished_good | Absstem Shield Premium – Comprehensive Maintenance Contract (CMC) | Buy external | No |  |  |  | Yes | Yes | Yes |  | Equipment Covered | PSA Oxygen Plant- PSA Module only | Contract Duration | 12 Months | Service Visits | 4 Preventive Maintenance Visits (quarterly) + Unlimited Breakdown Visits | Response Time | Remote telephonic support: within 6 hours ¦ On-site: 48–72 hours* | Consumables | Fully included (Air Compressor + PSA System consumables) | Breakdown Spares | Included (except Compressor Screw/ Controller/ ZMS — see Exclusions) | ZMS Warranty | 10 years post-replacement under continuous CMC coverage
AT • ABSSTEM Technologies LLP | ASP - GC5 - 500 LPM | CMC - GC5 - 500 LPM | After Sales | CMC - GC5 - PSAO | Nos | 998719 | 18.00 | 243000.00 | Yes | No | No |  | finished_good | Absstem Shield Premium – Comprehensive Maintenance Contract (CMC) | Buy external | No |  |  |  | Yes | Yes | Yes |  | Equipment Covered | PSA Oxygen Plant- PSA Module only | Contract Duration | 12 Months | Service Visits | 4 Preventive Maintenance Visits (quarterly) + Unlimited Breakdown Visits | Response Time | Remote telephonic support: within 6 hours ¦ On-site: 48–72 hours* | Consumables | Fully included (Air Compressor + PSA System consumables) | Breakdown Spares | Included (except Compressor Screw/ Controller/ ZMS — see Exclusions) | ZMS Warranty | 10 years post-replacement under continuous CMC coverage
AT • ABSSTEM Technologies LLP | ASP - GC5 - 600 LPM | CMC - GC5 - 600 LPM | After Sales | CMC - GC5 - PSAO | Nos | 998719 | 18.00 | 307800.00 | Yes | No | No |  | finished_good | Absstem Shield Premium – Comprehensive Maintenance Contract (CMC) | Buy external | No |  |  |  | Yes | Yes | Yes |  | Equipment Covered | PSA Oxygen Plant- PSA Module only | Contract Duration | 12 Months | Service Visits | 4 Preventive Maintenance Visits (quarterly) + Unlimited Breakdown Visits | Response Time | Remote telephonic support: within 6 hours ¦ On-site: 48–72 hours* | Consumables | Fully included (Air Compressor + PSA System consumables) | Breakdown Spares | Included (except Compressor Screw/ Controller/ ZMS — see Exclusions) | ZMS Warranty | 10 years post-replacement under continuous CMC coverage
AT • ABSSTEM Technologies LLP | ASP - GC5 - 700 LPM | CMC - GC5 - 700 LPM | After Sales | CMC - GC5 - PSAO | Nos | 998719 | 18.00 | 372600.00 | Yes | No | No |  | finished_good | Absstem Shield Premium – Comprehensive Maintenance Contract (CMC) | Buy external | No |  |  |  | Yes | Yes | Yes |  | Equipment Covered | PSA Oxygen Plant- PSA Module only | Contract Duration | 12 Months | Service Visits | 4 Preventive Maintenance Visits (quarterly) + Unlimited Breakdown Visits | Response Time | Remote telephonic support: within 6 hours ¦ On-site: 48–72 hours* | Consumables | Fully included (Air Compressor + PSA System consumables) | Breakdown Spares | Included (except Compressor Screw/ Controller/ ZMS — see Exclusions) | ZMS Warranty | 10 years post-replacement under continuous CMC coverage
AT • ABSSTEM Technologies LLP | ASP - GC5 - 800 LPM | CMC - GC5 - 800 LPM | After Sales | CMC - GC5 - PSAO | Nos | 998719 | 18.00 | 372600.00 | Yes | No | No |  | finished_good | Absstem Shield Premium – Comprehensive Maintenance Contract (CMC) | Buy external | No |  |  |  | Yes | Yes | Yes |  | Equipment Covered | PSA Oxygen Plant- PSA Module only | Contract Duration | 12 Months | Service Visits | 4 Preventive Maintenance Visits (quarterly) + Unlimited Breakdown Visits | Response Time | Remote telephonic support: within 6 hours ¦ On-site: 48–72 hours* | Consumables | Fully included (Air Compressor + PSA System consumables) | Breakdown Spares | Included (except Compressor Screw/ Controller/ ZMS — see Exclusions) | ZMS Warranty | 10 years post-replacement under continuous CMC coverage
AT • ABSSTEM Technologies LLP | BF01 | Base Frame for quote | Nitrogen Generator | Base Frame Skid | Nos | 84139120 | 18.00 | 4000.00 | Yes | Yes | No |  | finished_good |  | Buy external | No |  |  |  | Yes | Yes | Yes
AT • ABSSTEM Technologies LLP | BLO1 | Twin Lobe Blower,Oil Lubricated,KAY-65 AC,BLOW-000043,10 HP-7.5 KW / (B-996 RPM and M-1440),Flanged- | Blower | Twin Lobe Blower | Nos | 8414 | 18.00 | 0.00 | Yes | Yes | No |  | finished_good |  | Buy external | No |  |  |  | Yes | Yes | Yes
AT • ABSSTEM Technologies LLP | BLO2 | Electric Motor,Electric Induction Motor,CROMPTION GREAVES/ABB/BBL-IE3-Frame Size-132 M,,10 HP / 1440 | Blower | Electric Motor | Nos | 8501 | 18.00 | 0.00 | Yes | Yes | No |  | finished_good |  | Buy external | No |  |  |  | Yes | Yes | Yes
AT • ABSSTEM Technologies LLP | BLO3 | Acoustic Hood,,65 AC,RNL-10-15 dBA | Blower | Acoustic Hood | Nos | 8414 | 18.00 | 0.00 | Yes | Yes | No |  | finished_good |  | Buy external | No |  |  |  | Yes | Yes | Yes
AT • ABSSTEM Technologies LLP | BLO4 | Electric Motor,Electric Induction Motor,CROMPTION GREAVES/ABB/BBL-IE3-Frame Size-160 M,,12.5 HP / 14 | Blower | Electric Motor | Nos | 8501 | 18.00 | 0.00 | Yes | Yes | No |  | finished_good |  | Buy external | No |  |  |  | Yes | Yes | Yes
AT • ABSSTEM Technologies LLP | DRS1 | T-Shirt,S,Half Sleeves,Navy Blue,Collar,Cotton,Absstem Logo | Dress | T-Shirt | Nos | 6109 | 18.00 | 0.00 | Yes | Yes | No |  | finished_good |  | Buy external | No |  |  |  | Yes | Yes | Yes
AT • ABSSTEM Technologies LLP | DRS10 | Shirt,SF,Full Sleeves,Sky Blue,Collar,Cotton,Absstem Logo | Dress | Shirt | Nos | 6109 | 18.00 | 0.00 | Yes | Yes | No |  | finished_good |  | Buy external | No |  |  |  | Yes | Yes | Yes
AT • ABSSTEM Technologies LLP | DRS11 | Shoes,Safety,6,Black,Synthetic Leather,Apache | Dress | Shoes | Nos | 6403 | 18.00 | 0.00 | Yes | Yes | No |  | finished_good |  | Buy external | No |  |  |  | Yes | Yes | Yes
AT • ABSSTEM Technologies LLP | DRS12 | Shoes,Safety,7,Black,Synthetic Leather,Apache | Dress | Shoes | Nos | 6403 | 18.00 | 0.00 | Yes | Yes | No |  | finished_good |  | Buy external | No |  |  |  | Yes | Yes | Yes
AT • ABSSTEM Technologies LLP | DRS13 | Shoes,Safety,8,Black,Synthetic Leather,Apache | Dress | Shoes | Nos | 6403 | 18.00 | 0.00 | Yes | Yes | No |  | finished_good |  | Buy external | No |  |  |  | Yes | Yes | Yes
AT • ABSSTEM Technologies LLP | DRS14 | Shoes,Safety,9,Black,Synthetic Leather,Apache | Dress | Shoes | Nos | 6403 | 18.00 | 0.00 | Yes | Yes | No |  | finished_good |  | Buy external | No |  |  |  | Yes | Yes | Yes
AT • ABSSTEM Technologies LLP | DRS15 | T-Shirt,XXL,Half Sleeves,Navy Blue,Coller,Cotton,Absstem Logo | Dress | T-Shirt | Nos | 6109 | 18.00 | 0.00 | Yes | Yes | No |  | finished_good |  | Buy external | No |  |  |  | Yes | Yes | Yes
AT • ABSSTEM Technologies LLP | DRS2 | T-Shirt,M,Half Sleeves,Navy Blue,Collar,Cotton,Absstem Logo | Dress | T-Shirt | Nos | 6109 | 18.00 | 0.00 | Yes | Yes | No |  | finished_good |  | Buy external | No |  |  |  | Yes | Yes | Yes
AT • ABSSTEM Technologies LLP | DRS3 | T-Shirt,L,Half Sleeves,Navy Blue,Collar,Cotton,Absstem Logo | Dress | T-Shirt | Nos | 6109 | 18.00 | 0.00 | Yes | Yes | No |  | finished_good |  | Buy external | No |  |  |  | Yes | Yes | Yes
AT • ABSSTEM Technologies LLP | DRS4 | T-Shirt,XL,Half Sleeves,Navy Blue,Collar,Cotton,Absstem Logo | Dress | T-Shirt | Nos | 6109 | 18.00 | 0.00 | Yes | Yes | No |  | finished_good |  | Buy external | No |  |  |  | Yes | Yes | Yes
AT • ABSSTEM Technologies LLP | DRS5 | T-Shirt,SF,Half Sleeves,Navy Blue,Collar,Cotton,Absstem Logo | Dress | T-Shirt | Nos | 6109 | 18.00 | 0.00 | Yes | Yes | No |  | finished_good |  | Buy external | No |  |  |  | Yes | Yes | Yes
AT • ABSSTEM Technologies LLP | DRS6 | Shirt,S,Full Sleeves,Sky Blue,Collar,Cotton,Absstem Logo | Dress | Shirt | Nos | 6109 | 18.00 | 0.00 | Yes | Yes | No |  | finished_good |  | Buy external | No |  |  |  | Yes | Yes | Yes
AT • ABSSTEM Technologies LLP | DRS7 | Shirt,M,Full Sleeves,Sky Blue,Collar,Cotton,Absstem Logo | Dress | Shirt | Nos | 6109 | 18.00 | 0.00 | Yes | Yes | No |  | finished_good |  | Buy external | No |  |  |  | Yes | Yes | Yes
AT • ABSSTEM Technologies LLP | DRS8 | Shirt,L,Full Sleeves,Sky Blue,Collar,Cotton,Absstem Logo | Dress | Shirt | Nos | 6109 | 18.00 | 0.00 | Yes | Yes | No |  | finished_good |  | Buy external | No |  |  |  | Yes | Yes | Yes
AT • ABSSTEM Technologies LLP | DRS9 | Shirt,XL,Full Sleeves,Sky Blue,Collar,Cotton,Absstem Logo | Dress | Shirt | Nos | 6109 | 18.00 | 0.00 | Yes | Yes | No |  | finished_good |  | Buy external | No |  |  |  | Yes | Yes | Yes
AT • ABSSTEM Technologies LLP | EE1 | Display Screen,HMI-GOT,Mitsubishi-GS2107-WTBD-N,,Resistive,,24 V DC | Electrical and Electronics | Display Screen | Nos | 853710 | 18.00 | 0.00 | Yes | Yes | No |  | finished_good |  | Buy external | No |  |  |  | Yes | Yes | Yes
AT • ABSSTEM Technologies LLP | EE10 | Legends,R Phase,,22.5 mm,Black,Aluminium | Electrical and Electronics-Bulk | Legends | Nos | 8538 | 18.00 | 0.00 | Yes | Yes | No |  | finished_good |  | Buy external | No |  |  |  | Yes | Yes | Yes
AT • ABSSTEM Technologies LLP | EE100 | MCCB,4 Pole,160 Amp,With Handle,Schnieder,50-60 HZ | Electrical and Electronics | MCCB | Nos | 8536 | 18.00 | 0.00 | Yes | Yes | No |  | finished_good |  | Buy external | No |  |  |  | Yes | Yes | Yes
AT • ABSSTEM Technologies LLP | EE101 | Junction Box,HENSEL - KM9105,PVC, | Electrical and Electronics | Junction Box | Nos | 85362030 | 18.00 | 0.00 | Yes | Yes | No |  | finished_good |  | Buy external | No |  |  |  | Yes | Yes | Yes
AT • ABSSTEM Technologies LLP | EE102 | Buzzer and Hooter,Hooter,,24 V DC,92 X 92 mm | Electrical and Electronics | Buzzer and Hooter | Nos | 85361010 | 18.00 | 0.00 | Yes | Yes | No |  | finished_good |  | Buy external | No |  |  |  | Yes | Yes | Yes
AT • ABSSTEM Technologies LLP | EE103 | Buzzer and Hooter,Buzzer with LED,Schnieder,24 V DC,Dia 22.5 mm | Electrical and Electronics | Buzzer and Hooter | Nos | 85361010 | 18.00 | 0.00 | Yes | Yes | No |  | finished_good |  | Buy external | No |  |  |  | Yes | Yes | Yes
AT • ABSSTEM Technologies LLP | EE104 | Buzzer and Hooter,Buzzer with LED,L&T,24 V DC,Dia 22.5 mm | Electrical and Electronics | Buzzer and Hooter | Nos | 85361010 | 18.00 | 0.00 | Yes | Yes | No |  | finished_good |  | Buy external | No |  |  |  | Yes | Yes | Yes
AT • ABSSTEM Technologies LLP | EE105 | SMPS,6.5 Amp,230 V AC,24 V DC,Meanwell | Electrical and Electronics | SMPS | Nos | 850440 | 18.00 | 0.00 | Yes | Yes | No |  | finished_good |  | Buy external | No |  |  |  | Yes | Yes | Yes
AT • ABSSTEM Technologies LLP | EE106 | SMPS,2.5 Amp,230 V AC,24 V DC,Meanwell | Electrical and Electronics | SMPS | Nos | 850440 | 18.00 | 0.00 | Yes | Yes | No |  | finished_good |  | Buy external | No |  |  |  | Yes | Yes | Yes
AT • ABSSTEM Technologies LLP | EE107 | Servo,With Oil,Servotec,50 KW | Electrical and Electronics | Servo | Nos | 903210 | 18.00 | 0.00 | Yes | Yes | No |  | finished_good |  | Buy external | No |  |  |  | Yes | Yes | Yes
AT • ABSSTEM Technologies LLP | EE108 | Servo,With Oil,Servotec,60 KW | Electrical and Electronics | Servo | Nos | 903210 | 18.00 | 0.00 | Yes | Yes | No |  | finished_good |  | Buy external | No |  |  |  | Yes | Yes | Yes
AT • ABSSTEM Technologies LLP | EE109 | Servo,With Oil,Servotec,100 KW | Electrical and Electronics | Servo | Nos | 903210 | 18.00 | 0.00 | Yes | Yes | No |  | finished_good |  | Buy external | No |  |  |  | Yes | Yes | Yes
AT • ABSSTEM Technologies LLP | EE11 | Legends,Auto / Off / Manual,,22.5 mm,Black,Aluminium | Electrical and Electronics-Bulk | Legends | Nos | 8538 | 18.00 | 0.00 | Yes | Yes | No |  | finished_good |  | Buy external | No |  |  |  | Yes | Yes | Yes
AT • ABSSTEM Technologies LLP | EE110 | Servo,With Oil,Hindustan,50 KW | Electrical and Electronics | Servo | Nos | 903210 | 18.00 | 0.00 | Yes | Yes | No |  | finished_good |  | Buy external | No |  |  |  | Yes | Yes | Yes
AT • ABSSTEM Technologies LLP | EE111 | Servo,With Oil,Servomate,50 KW | Electrical and Electronics | Servo | Nos | 903210 | 18.00 | 0.00 | Yes | Yes | No |  | finished_good |  | Buy external | No |  |  |  | Yes | Yes | Yes
AT • ABSSTEM Technologies LLP | EE112 | Servo,With Oil,Servomate,60 KW | Electrical and Electronics | Servo | Nos | 903210 | 18.00 | 0.00 | Yes | Yes | No |  | finished_good |  | Buy external | No |  |  |  | Yes | Yes | Yes
AT • ABSSTEM Technologies LLP | EE113 | Servo,With Oil,Servomate,100 KW | Electrical and Electronics | Servo | Nos | 903210 | 18.00 | 0.00 | Yes | Yes | No |  | finished_good |  | Buy external | No |  |  |  | Yes | Yes | Yes
AT • ABSSTEM Technologies LLP | EE114 | Starter,DOL,,415 V AC 3 Phase,3 HP | Electrical and Electronics | Starter | Nos | 85369010 | 18.00 | 0.00 | Yes | Yes | No |  | finished_good |  | Buy external | No |  |  |  | Yes | Yes | Yes
AT • ABSSTEM Technologies LLP | EE115 | Starter,Star Delta,,415 V AC 3 Phase,15 KW | Electrical and Electronics | Starter | Nos | 85369010 | 18.00 | 0.00 | Yes | Yes | No |  | finished_good |  | Buy external | No |  |  |  | Yes | Yes | Yes
AT • ABSSTEM Technologies LLP | EE116 | Panel,Power,Hindustan Electricals,7 KW,Single MCB, | Electrical and Electronics | Panel | Nos | 8537 | 18.00 | 0.00 | Yes | Yes | No |  | finished_good |  | Buy external | No |  |  |  | Yes | Yes | Yes
AT • ABSSTEM Technologies LLP | EE117 | Panel,Power,Hindustan Electricals,11 KW,Single MCB, | Electrical and Electronics | Panel | Nos | 8537 | 18.00 | 0.00 | Yes | Yes | No |  | finished_good |  | Buy external | No |  |  |  | Yes | Yes | Yes
AT • ABSSTEM Technologies LLP | EE118 | Panel,Power,Hindustan Electricals,20 KW,Single MCB, | Electrical and Electronics | Panel | Nos | 8537 | 18.00 | 0.00 | Yes | Yes | No |  | finished_good |  | Buy external | No |  |  |  | Yes | Yes | Yes
AT • ABSSTEM Technologies LLP | EE119 | Panel,Power,Hindustan Electricals,25 KW,Single MCB, | Electrical and Electronics | Panel | Nos | 8537 | 18.00 | 0.00 | Yes | Yes | No |  | finished_good |  | Buy external | No |  |  |  | Yes | Yes | Yes
AT • ABSSTEM Technologies LLP | EE12 | Legends,Blower Trip,D-Type,,22.5 mm,Black,Aluminium | Electrical and Electronics-Bulk | Legends | Nos | 8538 | 18.00 | 0.00 | Yes | Yes | No |  | finished_good |  | Buy external | No |  |  |  | Yes | Yes | Yes
AT • ABSSTEM Technologies LLP | EE120 | Panel,Power,Hindustan Electricals,30 KW,Single MCB, | Electrical and Electronics | Panel | Nos | 8537 | 18.00 | 0.00 | Yes | Yes | No |  | finished_good |  | Buy external | No |  |  |  | Yes | Yes | Yes
AT • ABSSTEM Technologies LLP | EE121 | Panel,Power,Hindustan Electricals,37 KW,Single MCB, | Electrical and Electronics | Panel | Nos | 8537 | 18.00 | 0.00 | Yes | Yes | No |  | finished_good |  | Buy external | No |  |  |  | Yes | Yes | Yes
AT • ABSSTEM Technologies LLP | EE122 | Panel,Power,Hindustan Electricals,45 KW ,Single MCB, | Electrical and Electronics | Panel | Nos | 8537 | 18.00 | 0.00 | Yes | Yes | No |  | finished_good |  | Buy external | No |  |  |  | Yes | Yes | Yes
AT • ABSSTEM Technologies LLP | EE123 | Panel,Power,Hindustan Electricals,90 KW,Single MCB, | Electrical and Electronics | Panel | Nos | 8537 | 18.00 | 0.00 | Yes | Yes | No |  | finished_good |  | Buy external | No |  |  |  | Yes | Yes | Yes
AT • ABSSTEM Technologies LLP | EE124 | Panel,Power,Hindustan Electricals,7 KW,Double MCB, | Electrical and Electronics | Panel | Nos | 8537 | 18.00 | 0.00 | Yes | Yes | No |  | finished_good |  | Buy external | No |  |  |  | Yes | Yes | Yes
AT • ABSSTEM Technologies LLP | EE125 | Panel,Power,Hindustan Electricals,11 KW,Double MCB, | Electrical and Electronics | Panel | Nos | 8537 | 18.00 | 0.00 | Yes | Yes | No |  | finished_good |  | Buy external | No |  |  |  | Yes | Yes | Yes
AT • ABSSTEM Technologies LLP | EE126 | Panel,Power,Hindustan Electricals,20 KW,Double MCB, | Electrical and Electronics | Panel | Nos | 8537 | 18.00 | 0.00 | Yes | Yes | No |  | finished_good |  | Buy external | No |  |  |  | Yes | Yes | Yes
AT • ABSSTEM Technologies LLP | EE127 | Panel,Power,Hindustan Electricals,25 KW,Double MCB, | Electrical and Electronics | Panel | Nos | 8537 | 18.00 | 0.00 | Yes | Yes | No |  | finished_good |  | Buy external | No |  |  |  | Yes | Yes | Yes
AT • ABSSTEM Technologies LLP | EE128 | Panel,Power,Hindustan Electricals,30 KW,Double MCB, | Electrical and Electronics | Panel | Nos | 8537 | 18.00 | 0.00 | Yes | Yes | No |  | finished_good |  | Buy external | No |  |  |  | Yes | Yes | Yes
AT • ABSSTEM Technologies LLP | EE129 | Panel,Power,Hindustan Electricals,37 KW,Double MCB, | Electrical and Electronics | Panel | Nos | 8537 | 18.00 | 0.00 | Yes | Yes | No |  | finished_good |  | Buy external | No |  |  |  | Yes | Yes | Yes
AT • ABSSTEM Technologies LLP | EE13 | Legends,Compressor Trip,D-Type,,22.5 mm,Black,Aluminium | Electrical and Electronics-Bulk | Legends | Nos | 8538 | 18.00 | 0.00 | Yes | Yes | No |  | finished_good |  | Buy external | No |  |  |  | Yes | Yes | Yes
AT • ABSSTEM Technologies LLP | EE130 | Panel,Power,Hindustan Electricals,45 KW ,Double MCB, | Electrical and Electronics | Panel | Nos | 8537 | 18.00 | 0.00 | Yes | Yes | No |  | finished_good |  | Buy external | No |  |  |  | Yes | Yes | Yes
AT • ABSSTEM Technologies LLP | EE131 | Panel,Power,Hindustan Electricals,90 KW,Double MCB, | Electrical and Electronics | Panel | Nos | 8537 | 18.00 | 0.00 | Yes | Yes | No |  | finished_good |  | Buy external | No |  |  |  | Yes | Yes | Yes
AT • ABSSTEM Technologies LLP | EE132 | Panel,Switch Over,Hindustan Electricals,230 VAC,, | Electrical and Electronics | Panel | Nos | 8537 | 18.00 | 0.00 | Yes | Yes | No |  | finished_good |  | Buy external | No |  |  |  | Yes | Yes | Yes
AT • ABSSTEM Technologies LLP | EE133 | PVC Tape,Red,18 mm x 6 M | Electrical and Electronics-Bulk | PVC Tape | Nos | 8546 | 18.00 | 0.00 | Yes | Yes | No |  | finished_good |  | Buy external | No |  |  |  | Yes | Yes | Yes
AT • ABSSTEM Technologies LLP | EE134 | PVC Tape,Yellow,18 mm x 6 M | Electrical and Electronics-Bulk | PVC Tape | Nos | 8546 | 18.00 | 0.00 | Yes | Yes | No |  | finished_good |  | Buy external | No |  |  |  | Yes | Yes | Yes
AT • ABSSTEM Technologies LLP | EE135 | PVC Tape,Black,18 mm x 6 M | Electrical and Electronics-Bulk | PVC Tape | Nos | 8546 | 18.00 | 0.00 | Yes | Yes | No |  | finished_good |  | Buy external | No |  |  |  | Yes | Yes | Yes
AT • ABSSTEM Technologies LLP | EE136 | PVC Tape,Blue,18 mm x 6 M | Electrical and Electronics-Bulk | PVC Tape | Nos | 8546 | 18.00 | 0.00 | Yes | Yes | No |  | finished_good |  | Buy external | No |  |  |  | Yes | Yes | Yes
AT • ABSSTEM Technologies LLP | EE137 | PVC Tape,Green,18 mm x 6 M | Electrical and Electronics-Bulk | PVC Tape | Nos | 8546 | 18.00 | 0.00 | Yes | Yes | No |  | finished_good |  | Buy external | No |  |  |  | Yes | Yes | Yes
AT • ABSSTEM Technologies LLP | EE138 | UPS,Online,ACP ,1000 VA,230 VAC | Electrical and Electronics | UPS | Nos | 8504 | 18.00 | 0.00 | Yes | Yes | No |  | finished_good |  | Buy external | No |  |  |  | Yes | Yes | Yes
AT • ABSSTEM Technologies LLP | EE139 | UPS,Online,Microtek,1000 VA,230 VAC | Electrical and Electronics | UPS | Nos | 8504 | 18.00 | 0.00 | Yes | Yes | No |  | finished_good |  | Buy external | No |  |  |  | Yes | Yes | Yes
AT • ABSSTEM Technologies LLP | EE14 | Legends,Compressor On,D-Type,,22.5 mm,Black,Aluminium | Electrical and Electronics-Bulk | Legends | Nos | 8538 | 18.00 | 0.00 | Yes | Yes | No |  | finished_good |  | Buy external | No |  |  |  | Yes | Yes | Yes
AT • ABSSTEM Technologies LLP | EE140 | UPS,Online,Delta,1000 VA,230 VAC | Electrical and Electronics | UPS | Nos | 8504 | 18.00 | 0.00 | Yes | Yes | No |  | finished_good |  | Buy external | No |  |  |  | Yes | Yes | Yes
AT • ABSSTEM Technologies LLP | EE141 | UPS,Offline,Microtek,1000 VA,230 VAC | Electrical and Electronics | UPS | Nos | 8504 | 18.00 | 0.00 | Yes | Yes | No |  | finished_good |  | Buy external | No |  |  |  | Yes | Yes | Yes
AT • ABSSTEM Technologies LLP | EE142 | Ferrule,Wire,Blank,PVC,White,,3 mm Dia | Electrical and Electronics-Bulk | Ferrule | Nos | 8536 | 18.00 | 0.00 | Yes | Yes | No |  | finished_good |  | Buy external | No |  |  |  | Yes | Yes | Yes
AT • ABSSTEM Technologies LLP | EE143 | Ferrule,Tape,Blank,PVC,White,PT-912W,12 mm X 16 m | Electrical and Electronics-Bulk | Ferrule | Nos | 8536 | 18.00 | 0.00 | Yes | Yes | No |  | finished_good |  | Buy external | No |  |  |  | Yes | Yes | Yes
AT • ABSSTEM Technologies LLP | EE144 | Ferrule,Wire - Printed,0,PVC,Yellow,,1 mm2 | Electrical and Electronics-Bulk | Ferrule | Nos | 8536 | 18.00 | 0.00 | Yes | Yes | No |  | finished_good |  | Buy external | No |  |  |  | Yes | Yes | Yes
AT • ABSSTEM Technologies LLP | EE145 | Ferrule,Wire - Printed,1,PVC,Yellow,,1 mm2 | Electrical and Electronics-Bulk | Ferrule | Nos | 8536 | 18.00 | 0.00 | Yes | Yes | No |  | finished_good |  | Buy external | No |  |  |  | Yes | Yes | Yes
AT • ABSSTEM Technologies LLP | EE146 | Ferrule,Wire - Printed,2,PVC,Yellow,,1 mm2 | Electrical and Electronics-Bulk | Ferrule | Nos | 8536 | 18.00 | 0.00 | Yes | Yes | No |  | finished_good |  | Buy external | No |  |  |  | Yes | Yes | Yes
AT • ABSSTEM Technologies LLP | EE147 | Ferrule,Wire - Printed,3,PVC,Yellow,,1 mm2 | Electrical and Electronics-Bulk | Ferrule | Nos | 8536 | 18.00 | 0.00 | Yes | Yes | No |  | finished_good |  | Buy external | No |  |  |  | Yes | Yes | Yes
AT • ABSSTEM Technologies LLP | EE148 | Ferrule,Wire - Printed,4,PVC,Yellow,,1 mm2 | Electrical and Electronics-Bulk | Ferrule | Nos | 8536 | 18.00 | 0.00 | Yes | Yes | No |  | finished_good |  | Buy external | No |  |  |  | Yes | Yes | Yes
AT • ABSSTEM Technologies LLP | EE149 | Ferrule,Wire - Printed,5,PVC,Yellow,,1 mm2 | Electrical and Electronics-Bulk | Ferrule | Nos | 8536 | 18.00 | 0.00 | Yes | Yes | No |  | finished_good |  | Buy external | No |  |  |  | Yes | Yes | Yes
AT • ABSSTEM Technologies LLP | EE15 | Legends,Blower On,D-Type,,22.5 mm,Black,Aluminium | Electrical and Electronics-Bulk | Legends | Nos | 8538 | 18.00 | 0.00 | Yes | Yes | No |  | finished_good |  | Buy external | No |  |  |  | Yes | Yes | Yes
AT • ABSSTEM Technologies LLP | EE150 | Ferrule,Wire - Printed,6,PVC,Yellow,,1 mm2 | Electrical and Electronics-Bulk | Ferrule | Nos | 8536 | 18.00 | 0.00 | Yes | Yes | No |  | finished_good |  | Buy external | No |  |  |  | Yes | Yes | Yes
AT • ABSSTEM Technologies LLP | EE151 | Ferrule,Wire - Printed,7,PVC,Yellow,,1 mm2 | Electrical and Electronics-Bulk | Ferrule | Nos | 8536 | 18.00 | 0.00 | Yes | Yes | No |  | finished_good |  | Buy external | No |  |  |  | Yes | Yes | Yes
AT • ABSSTEM Technologies LLP | EE152 | Ferrule,Wire - Printed,8,PVC,Yellow,,1 mm2 | Electrical and Electronics-Bulk | Ferrule | Nos | 8536 | 18.00 | 0.00 | Yes | Yes | No |  | finished_good |  | Buy external | No |  |  |  | Yes | Yes | Yes
AT • ABSSTEM Technologies LLP | EE153 | Ferrule,Wire - Printed,9,PVC,Yellow,,1 mm2 | Electrical and Electronics-Bulk | Ferrule | Nos | 8536 | 18.00 | 0.00 | Yes | Yes | No |  | finished_good |  | Buy external | No |  |  |  | Yes | Yes | Yes
AT • ABSSTEM Technologies LLP | EE154 | Ferrule,Wire - Printed,A,PVC,Yellow,,1 mm2 | Electrical and Electronics-Bulk | Ferrule | Nos | 8536 | 18.00 | 0.00 | Yes | Yes | No |  | finished_good |  | Buy external | No |  |  |  | Yes | Yes | Yes
AT • ABSSTEM Technologies LLP | EE155 | Ferrule,Wire - Printed,B,PVC,Yellow,,1 mm2 | Electrical and Electronics-Bulk | Ferrule | Nos | 8536 | 18.00 | 0.00 | Yes | Yes | No |  | finished_good |  | Buy external | No |  |  |  | Yes | Yes | Yes
AT • ABSSTEM Technologies LLP | EE156 | Ferrule,Wire - Printed,C,PVC,Yellow,,1 mm2 | Electrical and Electronics-Bulk | Ferrule | Nos | 8536 | 18.00 | 0.00 | Yes | Yes | No |  | finished_good |  | Buy external | No |  |  |  | Yes | Yes | Yes
AT • ABSSTEM Technologies LLP | EE157 | Ferrule,Wire - Printed,D,PVC,Yellow,,1 mm2 | Electrical and Electronics-Bulk | Ferrule | Nos | 8536 | 18.00 | 0.00 | Yes | Yes | No |  | finished_good |  | Buy external | No |  |  |  | Yes | Yes | Yes
AT • ABSSTEM Technologies LLP | EE158 | Ferrule,Wire - Printed,E,PVC,Yellow,,1 mm2 | Electrical and Electronics-Bulk | Ferrule | Nos | 8536 | 18.00 | 0.00 | Yes | Yes | No |  | finished_good |  | Buy external | No |  |  |  | Yes | Yes | Yes
AT • ABSSTEM Technologies LLP | EE159 | Ferrule,Wire - Printed,F,PVC,Yellow,,1 mm2 | Electrical and Electronics-Bulk | Ferrule | Nos | 8536 | 18.00 | 0.00 | Yes | Yes | No |  | finished_good |  | Buy external | No |  |  |  | Yes | Yes | Yes
AT • ABSSTEM Technologies LLP | EE16 | Legends,Y Phase,D-Type,,22.5 mm,Black,Aluminium | Electrical and Electronics-Bulk | Legends | Nos | 8538 | 18.00 | 0.00 | Yes | Yes | No |  | finished_good |  | Buy external | No |  |  |  | Yes | Yes | Yes
AT • ABSSTEM Technologies LLP | EE160 | Ferrule,Wire - Printed,G,PVC,Yellow,,1 mm2 | Electrical and Electronics-Bulk | Ferrule | Nos | 8536 | 18.00 | 0.00 | Yes | Yes | No |  | finished_good |  | Buy external | No |  |  |  | Yes | Yes | Yes
AT • ABSSTEM Technologies LLP | EE161 | Ferrule,Wire - Printed,H,PVC,Yellow,,1 mm2 | Electrical and Electronics-Bulk | Ferrule | Nos | 8536 | 18.00 | 0.00 | Yes | Yes | No |  | finished_good |  | Buy external | No |  |  |  | Yes | Yes | Yes
AT • ABSSTEM Technologies LLP | EE162 | Ferrule,Wire - Printed,I,PVC,Yellow,,1 mm2 | Electrical and Electronics-Bulk | Ferrule | Nos | 8536 | 18.00 | 0.00 | Yes | Yes | No |  | finished_good |  | Buy external | No |  |  |  | Yes | Yes | Yes
AT • ABSSTEM Technologies LLP | EE163 | Ferrule,Wire - Printed,J,PVC,Yellow,,1 mm2 | Electrical and Electronics-Bulk | Ferrule | Nos | 8536 | 18.00 | 0.00 | Yes | Yes | No |  | finished_good |  | Buy external | No |  |  |  | Yes | Yes | Yes
AT • ABSSTEM Technologies LLP | EE164 | Ferrule,Wire - Printed,K,PVC,Yellow,,1 mm2 | Electrical and Electronics-Bulk | Ferrule | Nos | 8536 | 18.00 | 0.00 | Yes | Yes | No |  | finished_good |  | Buy external | No |  |  |  | Yes | Yes | Yes
AT • ABSSTEM Technologies LLP | EE165 | Ferrule,Wire - Printed,L,PVC,Yellow,,1 mm2 | Electrical and Electronics-Bulk | Ferrule | Nos | 8536 | 18.00 | 0.00 | Yes | Yes | No |  | finished_good |  | Buy external | No |  |  |  | Yes | Yes | Yes
AT • ABSSTEM Technologies LLP | EE166 | Ferrule,Wire - Printed,M,PVC,Yellow,,1 mm2 | Electrical and Electronics-Bulk | Ferrule | Nos | 8536 | 18.00 | 0.00 | Yes | Yes | No |  | finished_good |  | Buy external | No |  |  |  | Yes | Yes | Yes
AT • ABSSTEM Technologies LLP | EE167 | Ferrule,Wire - Printed,N,PVC,Yellow,,1 mm2 | Electrical and Electronics-Bulk | Ferrule | Nos | 8536 | 18.00 | 0.00 | Yes | Yes | No |  | finished_good |  | Buy external | No |  |  |  | Yes | Yes | Yes
AT • ABSSTEM Technologies LLP | EE168 | Ferrule,Wire - Printed,O,PVC,Yellow,,1 mm2 | Electrical and Electronics-Bulk | Ferrule | Nos | 8536 | 18.00 | 0.00 | Yes | Yes | No |  | finished_good |  | Buy external | No |  |  |  | Yes | Yes | Yes
AT • ABSSTEM Technologies LLP | EE169 | Ferrule,Wire - Printed,P,PVC,Yellow,,1 mm2 | Electrical and Electronics-Bulk | Ferrule | Nos | 8536 | 18.00 | 0.00 | Yes | Yes | No |  | finished_good |  | Buy external | No |  |  |  | Yes | Yes | Yes
AT • ABSSTEM Technologies LLP | EE17 | Legends,B Phase,D-Type,,22.5 mm,Black,Aluminium | Electrical and Electronics-Bulk | Legends | Nos | 8538 | 18.00 | 0.00 | Yes | Yes | No |  | finished_good |  | Buy external | No |  |  |  | Yes | Yes | Yes
AT • ABSSTEM Technologies LLP | EE170 | Ferrule,Wire - Printed,Q,PVC,Yellow,,1 mm2 | Electrical and Electronics-Bulk | Ferrule | Nos | 8536 | 18.00 | 0.00 | Yes | Yes | No |  | finished_good |  | Buy external | No |  |  |  | Yes | Yes | Yes
AT • ABSSTEM Technologies LLP | EE171 | Ferrule,Wire - Printed,R,PVC,Yellow,,1 mm2 | Electrical and Electronics-Bulk | Ferrule | Nos | 8536 | 18.00 | 0.00 | Yes | Yes | No |  | finished_good |  | Buy external | No |  |  |  | Yes | Yes | Yes
AT • ABSSTEM Technologies LLP | EE172 | Ferrule,Wire - Printed,S,PVC,Yellow,,1 mm2 | Electrical and Electronics-Bulk | Ferrule | Nos | 8536 | 18.00 | 0.00 | Yes | Yes | No |  | finished_good |  | Buy external | No |  |  |  | Yes | Yes | Yes
AT • ABSSTEM Technologies LLP | EE173 | Ferrule,Wire - Printed,T,PVC,Yellow,,1 mm2 | Electrical and Electronics-Bulk | Ferrule | Nos | 8536 | 18.00 | 0.00 | Yes | Yes | No |  | finished_good |  | Buy external | No |  |  |  | Yes | Yes | Yes
AT • ABSSTEM Technologies LLP | EE174 | Ferrule,Wire - Printed,U,PVC,Yellow,,1 mm2 | Electrical and Electronics-Bulk | Ferrule | Nos | 8536 | 18.00 | 0.00 | Yes | Yes | No |  | finished_good |  | Buy external | No |  |  |  | Yes | Yes | Yes
AT • ABSSTEM Technologies LLP | EE175 | Ferrule,Wire - Printed,V,PVC,Yellow,,1 mm2 | Electrical and Electronics-Bulk | Ferrule | Nos | 8536 | 18.00 | 0.00 | Yes | Yes | No |  | finished_good |  | Buy external | No |  |  |  | Yes | Yes | Yes
AT • ABSSTEM Technologies LLP | EE176 | Ferrule,Wire - Printed,W,PVC,Yellow,,1 mm2 | Electrical and Electronics-Bulk | Ferrule | Nos | 8536 | 18.00 | 0.00 | Yes | Yes | No |  | finished_good |  | Buy external | No |  |  |  | Yes | Yes | Yes
AT • ABSSTEM Technologies LLP | EE177 | Ferrule,Wire - Printed,X,PVC,Yellow,,1 mm2 | Electrical and Electronics-Bulk | Ferrule | Nos | 8536 | 18.00 | 0.00 | Yes | Yes | No |  | finished_good |  | Buy external | No |  |  |  | Yes | Yes | Yes
AT • ABSSTEM Technologies LLP | EE178 | Ferrule,Wire - Printed,Y,PVC,Yellow,,1 mm2 | Electrical and Electronics-Bulk | Ferrule | Nos | 8536 | 18.00 | 0.00 | Yes | Yes | No |  | finished_good |  | Buy external | No |  |  |  | Yes | Yes | Yes
AT • ABSSTEM Technologies LLP | EE179 | Ferrule,Wire - Printed,Z,PVC,Yellow,,1 mm2 | Electrical and Electronics-Bulk | Ferrule | Nos | 8536 | 18.00 | 0.00 | Yes | Yes | No |  | finished_good |  | Buy external | No |  |  |  | Yes | Yes | Yes
AT • ABSSTEM Technologies LLP | EE18 | Legends,R Phase,D-Type,,22.5 mm,Black,Aluminium | Electrical and Electronics-Bulk | Legends | Nos | 8538 | 18.00 | 0.00 | Yes | Yes | No |  | finished_good |  | Buy external | No |  |  |  | Yes | Yes | Yes
AT • ABSSTEM Technologies LLP | EE180 | Wire,1 Core,0.75 mm2,Black,Copper,Polycab | Electrical and Electronics-Bulk | Wire | MTR | 731210 | 18.00 | 0.00 | Yes | Yes | No |  | finished_good |  | Buy external | No |  |  |  | Yes | Yes | Yes
AT • ABSSTEM Technologies LLP | EE181 | Wire,1 Core,0.75 mm2,Blue,Copper,Polycab | Electrical and Electronics-Bulk | Wire | MTR | 731210 | 18.00 | 0.00 | Yes | Yes | No |  | finished_good |  | Buy external | No |  |  |  | Yes | Yes | Yes
AT • ABSSTEM Technologies LLP | EE183 | Wire,1 Core,0.75 mm2,Gray,Copper,Polycab | Electrical and Electronics-Bulk | Wire | MTR | 731210 | 18.00 | 0.00 | Yes | Yes | No |  | finished_good |  | Buy external | No |  |  |  | Yes | Yes | Yes
AT • ABSSTEM Technologies LLP | EE184 | Wire,1 Core,0.75 mm2,Red,Copper,Polycab | Electrical and Electronics-Bulk | Wire | MTR | 731210 | 18.00 | 0.00 | Yes | Yes | No |  | finished_good |  | Buy external | No |  |  |  | Yes | Yes | Yes
AT • ABSSTEM Technologies LLP | EE185 | Wire,1 Core,0.75 mm2,White,Copper,Polycab | Electrical and Electronics-Bulk | Wire | MTR | 731210 | 18.00 | 0.00 | Yes | Yes | No |  | finished_good |  | Buy external | No |  |  |  | Yes | Yes | Yes
AT • ABSSTEM Technologies LLP | EE186 | Wire,1 Core,0.75 mm2,Yellow,Copper,Polycab | Electrical and Electronics-Bulk | Wire | MTR | 731210 | 18.00 | 0.00 | Yes | Yes | No |  | finished_good |  | Buy external | No |  |  |  | Yes | Yes | Yes
AT • ABSSTEM Technologies LLP | EE187 | Wire,1 Core,0.75 mm2,Green,Copper,Polycab | Electrical and Electronics-Bulk | Wire | MTR | 731210 | 18.00 | 0.00 | Yes | Yes | No |  | finished_good |  | Buy external | No |  |  |  | Yes | Yes | Yes
AT • ABSSTEM Technologies LLP | EE188 | Wire,1 Core,1 mm2,Black,Copper,Polycab | Electrical and Electronics-Bulk | Wire | MTR | 731210 | 18.00 | 0.00 | Yes | Yes | No |  | finished_good |  | Buy external | No |  |  |  | Yes | Yes | Yes
AT • ABSSTEM Technologies LLP | EE189 | Wire,1 Core,1 mm2,Red,Copper,Polycab | Electrical and Electronics-Bulk | Wire | MTR | 731210 | 18.00 | 0.00 | Yes | Yes | No |  | finished_good |  | Buy external | No |  |  |  | Yes | Yes | Yes
AT • ABSSTEM Technologies LLP | EE19 | Legends,Auto/Off/Manual,D-Type,,22.5 mm,Black,Aluminium | Electrical and Electronics-Bulk | Legends | Nos | 8538 | 18.00 | 0.00 | Yes | Yes | No |  | finished_good |  | Buy external | No |  |  |  | Yes | Yes | Yes
AT • ABSSTEM Technologies LLP | EE190 | Wire,1 Core,1 mm2,Green,Copper,Polycab | Electrical and Electronics-Bulk | Wire | MTR | 731210 | 18.00 | 0.00 | Yes | Yes | No |  | finished_good |  | Buy external | No |  |  |  | Yes | Yes | Yes
AT • ABSSTEM Technologies LLP | EE191 | Wire,1 Core,1.5 mm2,Black,Copper,Polycab | Electrical and Electronics-Bulk | Wire | MTR | 731210 | 18.00 | 0.00 | Yes | Yes | No |  | finished_good |  | Buy external | No |  |  |  | Yes | Yes | Yes
AT • ABSSTEM Technologies LLP | EE192 | Wire,1 Core,1.5 mm2,Red,Copper,Polycab | Electrical and Electronics-Bulk | Wire | MTR | 731210 | 18.00 | 0.00 | Yes | Yes | No |  | finished_good |  | Buy external | No |  |  |  | Yes | Yes | Yes
AT • ABSSTEM Technologies LLP | EE193 | Wire,1 Core,1.5 mm2,Green,Copper,Polycab | Electrical and Electronics-Bulk | Wire | MTR | 731210 | 18.00 | 0.00 | Yes | Yes | No |  | finished_good |  | Buy external | No |  |  |  | Yes | Yes | Yes
AT • ABSSTEM Technologies LLP | EE194 | Wire,1 Core,2.5 mm2,Red,Copper,Polycab | Electrical and Electronics-Bulk | Wire | MTR | 731210 | 18.00 | 0.00 | Yes | Yes | No |  | finished_good |  | Buy external | No |  |  |  | Yes | Yes | Yes
AT • ABSSTEM Technologies LLP | EE195 | Wire,1 Core,2.5 mm2,Black,Copper,Polycab | Electrical and Electronics-Bulk | Wire | MTR | 731210 | 18.00 | 0.00 | Yes | Yes | No |  | finished_good |  | Buy external | No |  |  |  | Yes | Yes | Yes
AT • ABSSTEM Technologies LLP | EE196 | Wire,1 Core,2.5 mm2,Green,Copper,Polycab | Electrical and Electronics-Bulk | Wire | MTR | 731210 | 18.00 | 0.00 | Yes | Yes | No |  | finished_good |  | Buy external | No |  |  |  | Yes | Yes | Yes
AT • ABSSTEM Technologies LLP | EE197 | Wire,1 Core,10 mm2,Red,Copper,Polycab | Electrical and Electronics-Bulk | Wire | MTR | 731210 | 18.00 | 0.00 | Yes | Yes | No |  | finished_good |  | Buy external | No |  |  |  | Yes | Yes | Yes
AT • ABSSTEM Technologies LLP | EE198 | Wire,1 Core,10 mm2,Yellow,Copper,Polycab | Electrical and Electronics-Bulk | Wire | MTR | 731210 | 18.00 | 0.00 | Yes | Yes | No |  | finished_good |  | Buy external | No |  |  |  | Yes | Yes | Yes
AT • ABSSTEM Technologies LLP | EE199 | Wire,1 Core,10 mm2,Blue,Copper,Polycab | Electrical and Electronics-Bulk | Wire | MTR | 731210 | 18.00 | 0.00 | Yes | Yes | No |  | finished_good |  | Buy external | No |  |  |  | Yes | Yes | Yes
AT • ABSSTEM Technologies LLP | EE2 | Display Screen,Touch Controller,Absstem-I Smart Touch,With Communication Cable and Controller,Resist | Electrical and Electronics | Display Screen | Nos | 8531 | 18.00 | 0.00 | Yes | Yes | No |  | finished_good |  | Buy external | No |  |  |  | Yes | Yes | Yes
AT • ABSSTEM Technologies LLP | EE20 | Legends,Start,D-Type,,22.5 mm,Black,Aluminium | Electrical and Electronics-Bulk | Legends | Nos | 8538 | 18.00 | 0.00 | Yes | Yes | No |  | finished_good |  | Buy external | No |  |  |  | Yes | Yes | Yes
AT • ABSSTEM Technologies LLP | EE200 | Wire,1 Core,10 mm2,Black,Copper,Polycab | Electrical and Electronics-Bulk | Wire | MTR | 731210 | 18.00 | 0.00 | Yes | Yes | No |  | finished_good |  | Buy external | No |  |  |  | Yes | Yes | Yes
AT • ABSSTEM Technologies LLP | EE201 | Wire,1 Core,10 mm2,Green,Copper,Polycab | Electrical and Electronics-Bulk | Wire | MTR | 731210 | 18.00 | 0.00 | Yes | Yes | No |  | finished_good |  | Buy external | No |  |  |  | Yes | Yes | Yes
AT • ABSSTEM Technologies LLP | EE202 | Wire,1 Core,16 mm2,Red,Copper,Polycab | Electrical and Electronics-Bulk | Wire | MTR | 731210 | 18.00 | 0.00 | Yes | Yes | No |  | finished_good |  | Buy external | No |  |  |  | Yes | Yes | Yes
AT • ABSSTEM Technologies LLP | EE203 | Wire,1 Core,16 mm2,Yellow,Copper,Polycab | Electrical and Electronics-Bulk | Wire | MTR | 731210 | 18.00 | 0.00 | Yes | Yes | No |  | finished_good |  | Buy external | No |  |  |  | Yes | Yes | Yes
AT • ABSSTEM Technologies LLP | EE204 | Wire,1 Core,16 mm2,Blue,Copper,Polycab | Electrical and Electronics-Bulk | Wire | MTR | 731210 | 18.00 | 0.00 | Yes | Yes | No |  | finished_good |  | Buy external | No |  |  |  | Yes | Yes | Yes
AT • ABSSTEM Technologies LLP | EE205 | Wire,1 Core,16 mm2,Black,Copper,Polycab | Electrical and Electronics-Bulk | Wire | MTR | 731210 | 18.00 | 0.00 | Yes | Yes | No |  | finished_good |  | Buy external | No |  |  |  | Yes | Yes | Yes
AT • ABSSTEM Technologies LLP | EE206 | Wire,1 Core,16 mm2,Green,Copper,Polycab | Electrical and Electronics-Bulk | Wire | MTR | 731210 | 18.00 | 0.00 | Yes | Yes | No |  | finished_good |  | Buy external | No |  |  |  | Yes | Yes | Yes
AT • ABSSTEM Technologies LLP | EE207 | Wire,2 Core,1 mm2,,Copper,Polycab | Electrical and Electronics-Bulk | Wire | MTR | 731210 | 18.00 | 0.00 | Yes | Yes | No |  | finished_good |  | Buy external | No |  |  |  | Yes | Yes | Yes
AT • ABSSTEM Technologies LLP | EE208 | Wire,2 Core,1.5 mm2,,Copper,Polycab | Electrical and Electronics-Bulk | Wire | MTR | 731210 | 18.00 | 0.00 | Yes | Yes | No |  | finished_good |  | Buy external | No |  |  |  | Yes | Yes | Yes
AT • ABSSTEM Technologies LLP | EE209 | Wire,2 Core,2.5 mm2,,Copper,Polycab | Electrical and Electronics-Bulk | Wire | MTR | 731210 | 18.00 | 0.00 | Yes | Yes | No |  | finished_good |  | Buy external | No |  |  |  | Yes | Yes | Yes
AT • ABSSTEM Technologies LLP | EE21 | Legends,Stop,D-Type,,22.5 mm,Black,Aluminium | Electrical and Electronics-Bulk | Legends | Nos | 8538 | 18.00 | 0.00 | Yes | Yes | No |  | finished_good |  | Buy external | No |  |  |  | Yes | Yes | Yes
AT • ABSSTEM Technologies LLP | EE210 | Wire,2 Core,25 mm2,,Copper,Polycab | Electrical and Electronics-Bulk | Wire | MTR | 731210 | 18.00 | 0.00 | Yes | Yes | No |  | finished_good |  | Buy external | No |  |  |  | Yes | Yes | Yes
AT • ABSSTEM Technologies LLP | EE211 | Wire,3 Core,1 mm2,,Copper,Polycab | Electrical and Electronics-Bulk | Wire | MTR | 731210 | 18.00 | 0.00 | Yes | Yes | No |  | finished_good |  | Buy external | No |  |  |  | Yes | Yes | Yes
AT • ABSSTEM Technologies LLP | EE212 | Wire,3 Core,1.5 mm2,,Copper,Polycab | Electrical and Electronics-Bulk | Wire | MTR | 731210 | 18.00 | 0.00 | Yes | Yes | No |  | finished_good |  | Buy external | No |  |  |  | Yes | Yes | Yes
AT • ABSSTEM Technologies LLP | EE213 | Wire,3 Core,2.5 mm2,,Copper,Polycab | Electrical and Electronics-Bulk | Wire | MTR | 731210 | 18.00 | 0.00 | Yes | Yes | No |  | finished_good |  | Buy external | No |  |  |  | Yes | Yes | Yes
AT • ABSSTEM Technologies LLP | EE214 | Wire,3 Core,4 mm2,,Copper,Polycab | Electrical and Electronics-Bulk | Wire | MTR | 731210 | 18.00 | 0.00 | Yes | Yes | No |  | finished_good |  | Buy external | No |  |  |  | Yes | Yes | Yes
AT • ABSSTEM Technologies LLP | EE215 | Wire,3 Core,6 mm2,,Copper,Polycab | Electrical and Electronics-Bulk | Wire | MTR | 731210 | 18.00 | 0.00 | Yes | Yes | No |  | finished_good |  | Buy external | No |  |  |  | Yes | Yes | Yes
AT • ABSSTEM Technologies LLP | EE216 | Wire,4 Core,1.5 mm2,,Copper,Polycab | Electrical and Electronics-Bulk | Wire | MTR | 731210 | 18.00 | 0.00 | Yes | Yes | No |  | finished_good |  | Buy external | No |  |  |  | Yes | Yes | Yes
AT • ABSSTEM Technologies LLP | EE217 | Wire,4 Core,2.5 mm2,,Copper,Polycab | Electrical and Electronics-Bulk | Wire | MTR | 731210 | 18.00 | 0.00 | Yes | Yes | No |  | finished_good |  | Buy external | No |  |  |  | Yes | Yes | Yes
AT • ABSSTEM Technologies LLP | EE218 | Wire,4 Core,4 mm2,,Copper,Polycab | Electrical and Electronics-Bulk | Wire | MTR | 731210 | 18.00 | 0.00 | Yes | Yes | No |  | finished_good |  | Buy external | No |  |  |  | Yes | Yes | Yes
AT • ABSSTEM Technologies LLP | EE219 | Wire,4 Core,6 mm2,,Copper,Polycab | Electrical and Electronics-Bulk | Wire | MTR | 731210 | 18.00 | 0.00 | Yes | Yes | No |  | finished_good |  | Buy external | No |  |  |  | Yes | Yes | Yes
AT • ABSSTEM Technologies LLP | EE22 | Legends,ON,D-Type,,22.5 mm,Black,Aluminium | Electrical and Electronics-Bulk | Legends | Nos | 8538 | 18.00 | 0.00 | Yes | Yes | No |  | finished_good |  | Buy external | No |  |  |  | Yes | Yes | Yes
AT • ABSSTEM Technologies LLP | EE220 | Wire,4 Core,10 mm2,,Copper,Polycab | Electrical and Electronics-Bulk | Wire | MTR | 731210 | 18.00 | 0.00 | Yes | Yes | No |  | finished_good |  | Buy external | No |  |  |  | Yes | Yes | Yes
AT • ABSSTEM Technologies LLP | EE221 | Wire,4 Core,16 mm2,,Copper,Polycab | Electrical and Electronics-Bulk | Wire | MTR | 731210 | 18.00 | 0.00 | Yes | Yes | No |  | finished_good |  | Buy external | No |  |  |  | Yes | Yes | Yes
AT • ABSSTEM Technologies LLP | EE222 | Wire,4 Core,25 mm2,,Copper,Polycab | Electrical and Electronics-Bulk | Wire | MTR | 731210 | 18.00 | 0.00 | Yes | Yes | No |  | finished_good |  | Buy external | No |  |  |  | Yes | Yes | Yes
AT • ABSSTEM Technologies LLP | EE223 | Wire,4 Core,35 mm2,,Copper,Polycab | Electrical and Electronics-Bulk | Wire | MTR | 731210 | 18.00 | 0.00 | Yes | Yes | No |  | finished_good |  | Buy external | No |  |  |  | Yes | Yes | Yes
AT • ABSSTEM Technologies LLP | EE224 | Wire,4 Core,50 mm2,,Copper,Polycab | Electrical and Electronics-Bulk | Wire | MTR | 731210 | 18.00 | 0.00 | Yes | Yes | No |  | finished_good |  | Buy external | No |  |  |  | Yes | Yes | Yes
AT • ABSSTEM Technologies LLP | EE225 | Wire,4 Core,70 m2,,Copper,Polycab | Electrical and Electronics-Bulk | Wire | MTR | 731210 | 18.00 | 0.00 | Yes | Yes | No |  | finished_good |  | Buy external | No |  |  |  | Yes | Yes | Yes
AT • ABSSTEM Technologies LLP | EE226 | Wire,4 Core,120 mm2,,Copper,Polycab | Electrical and Electronics-Bulk | Wire | MTR | 731210 | 18.00 | 0.00 | Yes | Yes | No |  | finished_good |  | Buy external | No |  |  |  | Yes | Yes | Yes
AT • ABSSTEM Technologies LLP | EE227 | Wire,12 Core,1 mm2,,Copper,Polycab | Electrical and Electronics-Bulk | Wire | MTR | 731210 | 18.00 | 0.00 | Yes | Yes | No |  | finished_good |  | Buy external | No |  |  |  | Yes | Yes | Yes
AT • ABSSTEM Technologies LLP | EE228 | Wire,24 Core,1 mm2,,Copper,Polycab | Electrical and Electronics-Bulk | Wire | MTR | 731210 | 18.00 | 0.00 | Yes | Yes | No |  | finished_good |  | Buy external | No |  |  |  | Yes | Yes | Yes
AT • ABSSTEM Technologies LLP | EE229 | Wire,4 Core,35 mm2,,Aluminium,Polycab | Electrical and Electronics-Bulk | Wire | MTR | 731210 | 18.00 | 0.00 | Yes | Yes | No |  | finished_good |  | Buy external | No |  |  |  | Yes | Yes | Yes
AT • ABSSTEM Technologies LLP | EE23 | Legends,OFF,D-Type,,22.5 mm,Black,Aluminium | Electrical and Electronics-Bulk | Legends | Nos | 8538 | 18.00 | 0.00 | Yes | Yes | No |  | finished_good |  | Buy external | No |  |  |  | Yes | Yes | Yes
AT • ABSSTEM Technologies LLP | EE230 | Switch,Pressure,Danfoss-RT116,Auto,3/8",Male-BSP,0.33 to 1.3 Barg,,22 Barg,(0°C - 10°C) | Electrical and Electronics | Switch | Mtr | 8535 | 18.00 | 0.00 | Yes | Yes | No |  | finished_good |  | Buy external | No |  |  |  | Yes | Yes | Yes
AT • ABSSTEM Technologies LLP | EE231 | Switch,Pressure,Danfoss-KP 35,Auto,1/4",Male-BSP,0.4 to 3.5B arg,,17 Barg,(0°C - 10°C) | Electrical and Electronics | Switch | Mtr | 8535 | 18.00 | 0.00 | Yes | Yes | No |  | finished_good |  | Buy external | No |  |  |  | Yes | Yes | Yes
AT • ABSSTEM Technologies LLP | EE232 | Thimble,Pin Type,0.75 mm2,,Copper | Electrical and Electronics-Bulk | Thimble | Nos | 8335 | 18.00 | 0.00 | Yes | Yes | No |  | finished_good |  | Buy external | No |  |  |  | Yes | Yes | Yes
AT • ABSSTEM Technologies LLP | EE233 | Thimble,Pin Type,1 mm2,,Copper | Electrical and Electronics-Bulk | Thimble | Nos | 8335 | 18.00 | 0.00 | Yes | Yes | No |  | finished_good |  | Buy external | No |  |  |  | Yes | Yes | Yes
AT • ABSSTEM Technologies LLP | EE234 | Thimble,Pin Type,1.5 mm2,,Copper | Electrical and Electronics-Bulk | Thimble | Nos | 8335 | 18.00 | 0.00 | Yes | Yes | No |  | finished_good |  | Buy external | No |  |  |  | Yes | Yes | Yes
AT • ABSSTEM Technologies LLP | EE235 | Thimble,Pin Type,2.5 mm2,,Copper | Electrical and Electronics-Bulk | Thimble | Nos | 8335 | 18.00 | 0.00 | Yes | Yes | No |  | finished_good |  | Buy external | No |  |  |  | Yes | Yes | Yes
AT • ABSSTEM Technologies LLP | EE236 | Thimble,Pin Type,4 mm2,,Copper | Electrical and Electronics-Bulk | Thimble | Nos | 8335 | 18.00 | 0.00 | Yes | Yes | No |  | finished_good |  | Buy external | No |  |  |  | Yes | Yes | Yes
AT • ABSSTEM Technologies LLP | EE237 | Thimble,Pin Type,6 mm2,,Copper | Electrical and Electronics-Bulk | Thimble | Nos | 8335 | 18.00 | 0.00 | Yes | Yes | No |  | finished_good |  | Buy external | No |  |  |  | Yes | Yes | Yes
AT • ABSSTEM Technologies LLP | EE238 | Thimble,Pin Type,10 mm2,,Copper | Electrical and Electronics-Bulk | Thimble | Nos | 8335 | 18.00 | 0.00 | Yes | Yes | No |  | finished_good |  | Buy external | No |  |  |  | Yes | Yes | Yes
AT • ABSSTEM Technologies LLP | EE239 | Thimble,Pin Type,16 mm2,,Copper | Electrical and Electronics-Bulk | Thimble | Nos | 8335 | 18.00 | 0.00 | Yes | Yes | No |  | finished_good |  | Buy external | No |  |  |  | Yes | Yes | Yes
AT • ABSSTEM Technologies LLP | EE24 | Legends,Reset,D-Type,,22.5 mm,Black,Aluminium | Electrical and Electronics-Bulk | Legends | Nos | 8538 | 18.00 | 0.00 | Yes | Yes | No |  | finished_good |  | Buy external | No |  |  |  | Yes | Yes | Yes
AT • ABSSTEM Technologies LLP | EE240 | Thimble,Pin Type,25 mm2,,Copper | Electrical and Electronics-Bulk | Thimble | Nos | 8335 | 18.00 | 0.00 | Yes | Yes | No |  | finished_good |  | Buy external | No |  |  |  | Yes | Yes | Yes
AT • ABSSTEM Technologies LLP | EE241 | Thimble,Pin Type,35 mm2,,Copper | Electrical and Electronics-Bulk | Thimble | Nos | 8335 | 18.00 | 0.00 | Yes | Yes | No |  | finished_good |  | Buy external | No |  |  |  | Yes | Yes | Yes
AT • ABSSTEM Technologies LLP | EE242 | Thimble,Pin Type,50 mm2,,Copper | Electrical and Electronics-Bulk | Thimble | Nos | 8335 | 18.00 | 0.00 | Yes | Yes | No |  | finished_good |  | Buy external | No |  |  |  | Yes | Yes | Yes
AT • ABSSTEM Technologies LLP | EE243 | Thimble,Pin Type,70 mm2,,Copper | Electrical and Electronics-Bulk | Thimble | Nos | 8335 | 18.00 | 0.00 | Yes | Yes | No |  | finished_good |  | Buy external | No |  |  |  | Yes | Yes | Yes
AT • ABSSTEM Technologies LLP | EE244 | Thimble,Pin Type,95 mm2,,Copper | Electrical and Electronics-Bulk | Thimble | Nos | 8335 | 18.00 | 0.00 | Yes | Yes | No |  | finished_good |  | Buy external | No |  |  |  | Yes | Yes | Yes
AT • ABSSTEM Technologies LLP | EE245 | Thimble,Pin Type,120 mm2,,Copper | Electrical and Electronics-Bulk | Thimble | Nos | 8335 | 18.00 | 0.00 | Yes | Yes | No |  | finished_good |  | Buy external | No |  |  |  | Yes | Yes | Yes
AT • ABSSTEM Technologies LLP | EE246 | Thimble,Ring Type,2.5 mm2,,Copper | Electrical and Electronics-Bulk | Thimble | Nos | 8335 | 18.00 | 0.00 | Yes | Yes | No |  | finished_good |  | Buy external | No |  |  |  | Yes | Yes | Yes
AT • ABSSTEM Technologies LLP | EE247 | Thimble,Ring Type,6 mm2,,Copper | Electrical and Electronics-Bulk | Thimble | Nos | 8335 | 18.00 | 0.00 | Yes | Yes | No |  | finished_good |  | Buy external | No |  |  |  | Yes | Yes | Yes
AT • ABSSTEM Technologies LLP | EE248 | Thimble,Ring Type,10 mm2,,Copper | Electrical and Electronics-Bulk | Thimble | Nos | 8335 | 18.00 | 0.00 | Yes | Yes | No |  | finished_good |  | Buy external | No |  |  |  | Yes | Yes | Yes
AT • ABSSTEM Technologies LLP | EE249 | Thimble,Ring Type,16 mm2,,Copper | Electrical and Electronics-Bulk | Thimble | Nos | 8335 | 18.00 | 0.00 | Yes | Yes | No |  | finished_good |  | Buy external | No |  |  |  | Yes | Yes | Yes
AT • ABSSTEM Technologies LLP | EE25 | Legends,Emergency Stop,D-Type,,22.5 mm,Black,Aluminium | Electrical and Electronics-Bulk | Legends | Nos | 8538 | 18.00 | 0.00 | Yes | Yes | No |  | finished_good |  | Buy external | No |  |  |  | Yes | Yes | Yes
AT • ABSSTEM Technologies LLP | EE250 | Thimble,Ring Type,25 mm2,,Copper | Electrical and Electronics-Bulk | Thimble | Nos | 8335 | 18.00 | 0.00 | Yes | Yes | No |  | finished_good |  | Buy external | No |  |  |  | Yes | Yes | Yes
AT • ABSSTEM Technologies LLP | EE251 | Thimble,Ring Type,35 mm2,,Copper | Electrical and Electronics-Bulk | Thimble | Nos | 8335 | 18.00 | 0.00 | Yes | Yes | No |  | finished_good |  | Buy external | No |  |  |  | Yes | Yes | Yes
AT • ABSSTEM Technologies LLP | EE252 | Thimble,Ring Type,50 mm2,,Copper | Electrical and Electronics-Bulk | Thimble | Nos | 8335 | 18.00 | 0.00 | Yes | Yes | No |  | finished_good |  | Buy external | No |  |  |  | Yes | Yes | Yes
AT • ABSSTEM Technologies LLP | EE253 | Thimble,Ring Type,95 mm2,,Copper | Electrical and Electronics-Bulk | Thimble | Nos | 8335 | 18.00 | 0.00 | Yes | Yes | No |  | finished_good |  | Buy external | No |  |  |  | Yes | Yes | Yes
AT • ABSSTEM Technologies LLP | EE254 | Thimble,Ring Type,70 mm2,,Copper | Electrical and Electronics-Bulk | Thimble | Nos | 8335 | 18.00 | 0.00 | Yes | Yes | No |  | finished_good |  | Buy external | No |  |  |  | Yes | Yes | Yes
AT • ABSSTEM Technologies LLP | EE255 | Thimble,Ring Type,120 mm2,,Copper | Electrical and Electronics-Bulk | Thimble | Nos | 8335 | 18.00 | 0.00 | Yes | Yes | No |  | finished_good |  | Buy external | No |  |  |  | Yes | Yes | Yes
AT • ABSSTEM Technologies LLP | EE256 | Thimble,U Type,0.75 mm2,,Copper | Electrical and Electronics-Bulk | Thimble | Nos | 8335 | 18.00 | 0.00 | Yes | Yes | No |  | finished_good |  | Buy external | No |  |  |  | Yes | Yes | Yes
AT • ABSSTEM Technologies LLP | EE257 | Thimble,U Type,1 mm2,,Copper | Electrical and Electronics-Bulk | Thimble | Nos | 8335 | 18.00 | 0.00 | Yes | Yes | No |  | finished_good |  | Buy external | No |  |  |  | Yes | Yes | Yes
AT • ABSSTEM Technologies LLP | EE258 | Thimble,U Type,2.5 mm2,,Copper | Electrical and Electronics-Bulk | Thimble | Nos | 8335 | 18.00 | 0.00 | Yes | Yes | No |  | finished_good |  | Buy external | No |  |  |  | Yes | Yes | Yes
AT • ABSSTEM Technologies LLP | EE259 | Fuse,Glass,,10 Amp | Electrical and Electronics | Fuse | Nos | 853610 | 18.00 | 0.00 | Yes | Yes | No |  | finished_good |  | Buy external | No |  |  |  | Yes | Yes | Yes
AT • ABSSTEM Technologies LLP | EE26 | Legends,Fault,D-Type,,22.5 mm,Black,Aluminium | Electrical and Electronics-Bulk | Legends | Nos | 8538 | 18.00 | 0.00 | Yes | Yes | No |  | finished_good |  | Buy external | No |  |  |  | Yes | Yes | Yes
AT • ABSSTEM Technologies LLP | EE260 | Fuse,Glass,,2 Amp | Electrical and Electronics | Fuse | Nos | 853610 | 18.00 | 0.00 | Yes | Yes | No |  | finished_good |  | Buy external | No |  |  |  | Yes | Yes | Yes
AT • ABSSTEM Technologies LLP | EE261 | Fuse,Glass,,1 Amp | Electrical and Electronics | Fuse | Nos | 853610 | 18.00 | 0.00 | Yes | Yes | No |  | finished_good |  | Buy external | No |  |  |  | Yes | Yes | Yes
AT • ABSSTEM Technologies LLP | EE262 | Fuse,Ceramic,,10 Amp | Electrical and Electronics | Fuse | Nos | 853610 | 18.00 | 0.00 | Yes | Yes | No |  | finished_good |  | Buy external | No |  |  |  | Yes | Yes | Yes
AT • ABSSTEM Technologies LLP | EE263 | Fuse,Ceramic,,2 Amp | Electrical and Electronics | Fuse | Nos | 853610 | 18.00 | 0.00 | Yes | Yes | No |  | finished_good |  | Buy external | No |  |  |  | Yes | Yes | Yes
AT • ABSSTEM Technologies LLP | EE264 | Fuse,Ceramic,,1 Amp | Electrical and Electronics | Fuse | Nos | 853610 | 18.00 | 0.00 | Yes | Yes | No |  | finished_good |  | Buy external | No |  |  |  | Yes | Yes | Yes
AT • ABSSTEM Technologies LLP | EE265 | Fuse,Ceramic,Lauritz Knudsen-TPN 440 V AC (FN),100 Amp | Electrical and Electronics | Fuse | Nos | 853610 | 18.00 | 0.00 | Yes | Yes | No |  | finished_good |  | Buy external | No |  |  |  | Yes | Yes | Yes
AT • ABSSTEM Technologies LLP | EE266 | Fuse,Ceramic,Lauritz Knudsen-TPN 440 V AC (FN),63 Amp | Electrical and Electronics | Fuse | Nos | 853610 | 18.00 | 0.00 | Yes | Yes | No |  | finished_good |  | Buy external | No |  |  |  | Yes | Yes | Yes
AT • ABSSTEM Technologies LLP | EE267 | Fuse Link,,Lauritz Knudsen-HN 415 V AC,100 Amp,SF940290000 | Electrical and Electronics | Fuse Link | Nos | 85361090 | 18.00 | 0.00 | Yes | Yes | No |  | finished_good |  | Buy external | No |  |  |  | Yes | Yes | Yes
AT • ABSSTEM Technologies LLP | EE268 | SMPS,10 Amp,230 V AC,24 V DC,Meanwell - NDR 240-24 | Electrical and Electronics | SMPS | Nos | 850440 | 18.00 | 0.00 | Yes | Yes | No |  | finished_good |  | Buy external | No |  |  |  | Yes | Yes | Yes
AT • ABSSTEM Technologies LLP | EE269 | Fuse,Ceramic,Lauritz Knudsen-HF 14 X 51 (415 V),63 Amp | Electrical and Electronics | Fuse | Nos | 853610 | 18.00 | 0.00 | Yes | Yes | No |  | finished_good |  | Buy external | No |  |  |  | Yes | Yes | Yes
AT • ABSSTEM Technologies LLP | EE27 | PLC,Control Cabinet,Mitsubishi-FX3G-24MR/ES,,24 V DC | Electrical and Electronics | PLC | Nos | 853400 | 18.00 | 0.00 | Yes | Yes | No |  | finished_good |  | Buy external | No |  |  |  | Yes | Yes | Yes
AT • ABSSTEM Technologies LLP | EE270 | Exhaust Fan,Office,Crompton-Vento Dlx,,230 V AC,,150 mm | Electrical and Electronics | Exhaust Fan | Nos | 8414 | 18.00 | 0.00 | Yes | Yes | No |  | finished_good |  | Buy external | No |  |  |  | Yes | Yes | Yes
AT • ABSSTEM Technologies LLP | EE271 | Exhaust Fan,Office,Crompton-Vento,,230 V AC,,200 mm | Electrical and Electronics | Exhaust Fan | Nos | 8414 | 18.00 | 0.00 | Yes | Yes | No |  | finished_good |  | Buy external | No |  |  |  | Yes | Yes | Yes
AT • ABSSTEM Technologies LLP | EE272 | Wire,6 Core,1.5 mm2,,Copper,Dignity | Electrical and Electronics-Bulk | Wire | MTR | 85446020 | 18.00 | 0.00 | Yes | Yes | No |  | finished_good |  | Buy external | No |  |  |  | Yes | Yes | Yes
AT • ABSSTEM Technologies LLP | EE273 | Preventer,Single Face-SM301,,GIC, | Electrical and Electronics | Preventer | Nos | 8536 | 18.00 | 0.00 | Yes | Yes | No |  | finished_good |  | Buy external | No |  |  |  | Yes | Yes | Yes
AT • ABSSTEM Technologies LLP | EE274 | Relay,MY2N,,Selec, | Electrical and Electronics | Relay | Nos | 8536 | 18.00 | 0.00 | Yes | Yes | No |  | finished_good |  | Buy external | No |  |  |  | Yes | Yes | Yes
AT • ABSSTEM Technologies LLP | EE275 | Timer,800 SD,,Selec, | Electrical and Electronics | Timer | Nos | 8536 | 18.00 | 0.00 | Yes | Yes | No |  | finished_good |  | Buy external | No |  |  |  | Yes | Yes | Yes
AT • ABSSTEM Technologies LLP | EE276 | PLC,Communication Cable,HMI,Mitsubishi, | Electrical and Electronics | PLC | Nos | 8544 | 18.00 | 0.00 | Yes | Yes | No |  | finished_good |  | Buy external | No |  |  |  | Yes | Yes | Yes
AT • ABSSTEM Technologies LLP | EE277 | PLC,Programming Cable,HMI,PLC,Mitsubishi (Mini-USB), | Electrical and Electronics | PLC | Nos | 8544 | 18.00 | 0.00 | Yes | Yes | No |  | finished_good |  | Buy external | No |  |  |  | Yes | Yes | Yes
AT • ABSSTEM Technologies LLP | EE278 | Terminal Block,2.5 mm2,Yellow/Green,Selzer-Earthing | Electrical and Electronics-Bulk | Terminal Block | Nos | 85389000 | 18.00 | 0.00 | Yes | Yes | No |  | finished_good |  | Buy external | No |  |  |  | Yes | Yes | Yes
AT • ABSSTEM Technologies LLP | EE279 | Fuse,Ceramic,Komter (KS7 to KS100),Dia 10 mm, Length 38 mm,2 Amp | Electrical and Electronics | Fuse | Nos | 853610 | 18.00 | 0.00 | Yes | Yes | No |  | finished_good |  | Buy external | No |  |  |  | Yes | Yes | Yes
AT • ABSSTEM Technologies LLP | EE28 | PLC,Control Cabinet,Siemens-S7-200 Smart,,220 V AC | Electrical and Electronics | PLC | Nos | 853400 | 18.00 | 0.00 | Yes | Yes | No |  | finished_good |  | Buy external | No |  |  |  | Yes | Yes | Yes
AT • ABSSTEM Technologies LLP | EE280 | Exhaust Fan,Filter For Control Cabinet,Rittal,3321207,,,96 X 96 mm | Electrical and Electronics | Exhaust Fan | Nos | 8414 | 18.00 | 0.00 | Yes | Yes | No |  | finished_good |  | Buy external | No |  |  |  | Yes | Yes | Yes
AT • ABSSTEM Technologies LLP | EE281 | SMPS,2.2 Amp,240 V,24 V DC,Meanwell-LRS-50-24 | Electrical and Electronics | SMPS | Nos | 850440 | 18.00 | 0.00 | Yes | Yes | No |  | finished_good |  | Buy external | No |  |  |  | Yes | Yes | Yes
AT • ABSSTEM Technologies LLP | EE282 | Relay,MSP2P,,Salzer-8 Pin,240 V AC | Electrical and Electronics | Relay | Nos | 8536 | 18.00 | 0.00 | Yes | Yes | No |  | finished_good |  | Buy external | No |  |  |  | Yes | Yes | Yes
AT • ABSSTEM Technologies LLP | EE283 | Extension Board,3-Pin Socket-2 No and 2 Switch-2 No,,6 Amp | Electrical and Electronics | Extension Board | Nos | 85369090 | 18.00 | 0.00 | Yes | Yes | No |  | finished_good |  | Buy external | No |  |  |  | Yes | Yes | Yes
AT • ABSSTEM Technologies LLP | EE284 | Extension Board,3-Pin Socket-2 No and 2 Switch-2 No (Polycarbonate),,16 Amp | Electrical and Electronics | Extension Board | Nos | 85369090 | 18.00 | 0.00 | Yes | Yes | No |  | finished_good |  | Buy external | No |  |  |  | Yes | Yes | Yes
AT • ABSSTEM Technologies LLP | EE285 | Relay Card,8 Port,Selzer,RMS081P24,24 V DC,(0°C to 50°C),50 Hz | Electrical and Electronics | Relay Card | Nos | 85364900 | 18.00 | 0.00 | Yes | Yes | No |  | finished_good |  | Buy external | No |  |  |  | Yes | Yes | Yes
AT • ABSSTEM Technologies LLP | EE286 | Relay Card,4 Port,Selzer,RMS041P24,24 V DC,(0°C to 50°C),50 Hz | Electrical and Electronics | Relay Card | Nos | 85364900 | 18.00 | 0.00 | Yes | Yes | No |  | finished_good |  | Buy external | No |  |  |  | Yes | Yes | Yes
AT • ABSSTEM Technologies LLP | EE287 | Electric Light,Cylindrical Light-360 Deg. Rotation,,12 W,D75 X H95 mm | Electrical and Electronics | Electric Light | Nos | 9405 | 18.00 | 0.00 | Yes | Yes | No |  | finished_good |  | Buy external | No |  |  |  | Yes | Yes | Yes
AT • ABSSTEM Technologies LLP | EE288 | Buzzer and Hooter,Buzzer with LED,Ceyone,24 V DC,Dia 22.5 mm | Electrical and Electronics | Buzzer and Hooter | Nos | 85361010 | 18.00 | 0.00 | Yes | Yes | No |  | finished_good |  | Buy external | No |  |  |  | Yes | Yes | Yes
AT • ABSSTEM Technologies LLP | EE289 | Switch,Pressure,Switzer-PS01,Auto,1/4",Female-NPT,,40 to 400 mbar,1 Barg,(-20°C to 95°C) | Electrical and Electronics | Switch | Nos | 8536 | 18.00 | 0.00 | Yes | Yes | No |  | finished_good |  | Buy external | No |  |  |  | Yes | Yes | Yes
AT • ABSSTEM Technologies LLP | EE29 | PLC,Add on Digital Output Card,Mitsubishi-FX2N-32ER-ES/UL,,24 V DC | Electrical and Electronics | PLC | Nos | 853400 | 18.00 | 0.00 | Yes | Yes | No |  | finished_good |  | Buy external | No |  |  |  | Yes | Yes | Yes
AT • ABSSTEM Technologies LLP | EE290 | Display Screen,PDI Controller,Selec-PID110,48 X 96 mm PID,Membrane Button,,90V to 270V AC/DC | Electrical and Electronics | Display Screen | Nos | 9032 | 18.00 | 0.00 | Yes | Yes | No |  | finished_good |  | Buy external | No |  |  |  | Yes | Yes | Yes
AT • ABSSTEM Technologies LLP | EE291 | Connector,Male,Power Connector-16 Pin (HDC-016-1),16 Amp | Electrical and Electronics | Connector | Nos | 8536 | 18.00 | 0.00 | Yes | Yes | No |  | finished_good |  | Buy external | No |  |  |  | Yes | Yes | Yes
AT • ABSSTEM Technologies LLP | EE292 | Connector,Female,Power Connector-16 Pin (HDC-016-1),16 Amp | Electrical and Electronics | Connector | Nos | 8536 | 18.00 | 0.00 | Yes | Yes | No |  | finished_good |  | Buy external | No |  |  |  | Yes | Yes | Yes
AT • ABSSTEM Technologies LLP | EE293 | Connector,Male,Power Connector-6 Pin (HDC-060-1D),16 Amp | Electrical and Electronics | Connector | Nos | 8536 | 18.00 | 0.00 | Yes | Yes | No |  | finished_good |  | Buy external | No |  |  |  | Yes | Yes | Yes
AT • ABSSTEM Technologies LLP | EE294 | Connector,Female,Power Connector-6 Pin (HDC-060-1D),16 Amp | Electrical and Electronics | Connector | Nos | 8536 | 18.00 | 0.00 | Yes | Yes | No |  | finished_good |  | Buy external | No |  |  |  | Yes | Yes | Yes
AT • ABSSTEM Technologies LLP | EE295 | Connector,Male,Power Connector-6 Pin (HDC-016-1),32 Amp | Electrical and Electronics | Connector | Nos | 8536 | 18.00 | 0.00 | Yes | Yes | No |  | finished_good |  | Buy external | No |  |  |  | Yes | Yes | Yes
AT • ABSSTEM Technologies LLP | EE296 | Connector,Female,Power Connector-6 Pin (HDC-016-1),32 Amp | Electrical and Electronics | Connector | Nos | 8536 | 18.00 | 0.00 | Yes | Yes | No |  | finished_good |  | Buy external | No |  |  |  | Yes | Yes | Yes
AT • ABSSTEM Technologies LLP | EE297 | VFD,5HP-Heavy Duty,ABB, | Electrical and Electronics | VFD | Nos | 8504 | 18.00 | 0.00 | Yes | Yes | No |  | finished_good |  | Buy external | No |  |  |  | Yes | Yes | Yes
AT • ABSSTEM Technologies LLP | EE298 | Timer,Star/Delta,,L&T,220 VAC | Electrical and Electronics | Timer | Nos | 8536 | 18.00 | 0.00 | Yes | Yes | No |  | finished_good |  | Buy external | No |  |  |  | Yes | Yes | Yes
AT • ABSSTEM Technologies LLP | EE299 | Contactor,4 Pole,ABB,40A 3~ 220 VAC | Electrical and Electronics | Contactor | Nos | 8536 | 18.00 | 0.00 | Yes | Yes | No |  | finished_good |  | Buy external | No |  |  |  | Yes | Yes | Yes
AT • ABSSTEM Technologies LLP | EE3 | Display Screen,Controller,Absstem-ABS,,Membrane Button,,24 V DC | Electrical and Electronics | Display Screen | Nos | 8531 | 18.00 | 0.00 | Yes | Yes | No |  | finished_good |  | Buy external | No |  |  |  | Yes | Yes | Yes
AT • ABSSTEM Technologies LLP | EE30 | PLC,Control Cabinet,Mitsubishi-FX5U-32MR/ES,,24 V DC | Electrical and Electronics | PLC | Nos | 853400 | 18.00 | 0.00 | Yes | Yes | No |  | finished_good |  | Buy external | No |  |  |  | Yes | Yes | Yes
AT • ABSSTEM Technologies LLP | EE300 | Contactor,4 Pole,ABB,25A 3~ 220VAC | Electrical and Electronics | Contactor | Nos | 8536 | 18.00 | 0.00 | Yes | Yes | No |  | finished_good |  | Buy external | No |  |  |  | Yes | Yes | Yes
AT • ABSSTEM Technologies LLP | EE301 | Panel Light,LED-Megenta,220 VAC,22.5 mm | Electrical and Electronics | Panel Light | Nos | 9405 | 18.00 | 0.00 | Yes | Yes | No |  | finished_good |  | Buy external | No |  |  |  | Yes | Yes | Yes
AT • ABSSTEM Technologies LLP | EE302 | Relay,Over Load Relay,,ABB,10 to 32 Amp | Electrical and Electronics | Relay | Nos | 8536 | 18.00 | 0.00 | Yes | Yes | No |  | finished_good |  | Buy external | No |  |  |  | Yes | Yes | Yes
AT • ABSSTEM Technologies LLP | EE303 | Switch,Selector-with Filter(Three Way),ABB,,,,,,, | Electrical and Electronics | Switch | Nos | 8536 | 18.00 | 0.00 | Yes | Yes | No |  | finished_good |  | Buy external | No |  |  |  | Yes | Yes | Yes
AT • ABSSTEM Technologies LLP | EE304 | Contactor,Addon Block-NO,ABB, | Electrical and Electronics | Contactor | Nos | 8536 | 18.00 | 0.00 | Yes | Yes | No |  | finished_good |  | Buy external | No |  |  |  | Yes | Yes | Yes
AT • ABSSTEM Technologies LLP | EE305 | MCB,3 Pole,16 Amp,L&T,50-60 HZ | Electrical and Electronics | MCB | Nos | 8536 | 18.00 | 0.00 | Yes | Yes | No |  | finished_good |  | Buy external | No |  |  |  | Yes | Yes | Yes
AT • ABSSTEM Technologies LLP | EE306 | Panel Light,LED-Green,,220 VAC,22.5 mm | Electrical and Electronics | Panel Light | Nos | 9405 | 18.00 | 0.00 | Yes | Yes | No |  | finished_good |  | Buy external | No |  |  |  | Yes | Yes | Yes
AT • ABSSTEM Technologies LLP | EE307 | Contactor,Addon Block-NC,ABB, | Electrical and Electronics | Contactor | Nos | 8536 | 18.00 | 0.00 | Yes | Yes | No |  | finished_good |  | Buy external | No |  |  |  | Yes | Yes | Yes
AT • ABSSTEM Technologies LLP | EE308 | Panel,Power,Hindustan Electricals,As Per Drawing,, | Electrical and Electronics | Panel | Nos | 901730 | 18.00 | 0.00 | Yes | Yes | No |  | finished_good |  | Buy external | No |  |  |  | Yes | Yes | Yes
AT • ABSSTEM Technologies LLP | EE309 | Panel Light,LED-Red,,220 VAC,22.5 mm | Electrical and Electronics | Panel Light | Nos | 9405 | 18.00 | 0.00 | Yes | Yes | No |  | finished_good |  | Buy external | No |  |  |  | Yes | Yes | Yes
AT • ABSSTEM Technologies LLP | EE31 | PLC,Add on Digital Output Card,Mitsubishi-FX5-16EYR-ES,,24 V DC | Electrical and Electronics | PLC | Nos | 853400 | 18.00 | 0.00 | Yes | Yes | No |  | finished_good |  | Buy external | No |  |  |  | Yes | Yes | Yes
AT • ABSSTEM Technologies LLP | EE310 | Panel Light,LED-Blue,,220 VAC,22.5 mm | Electrical and Electronics | Panel Light | Nos | 9405 | 18.00 | 0.00 | Yes | Yes | No |  | finished_good |  | Buy external | No |  |  |  | Yes | Yes | Yes
AT • ABSSTEM Technologies LLP | EE311 | Electric Light,LED Strip,,, | Electrical and Electronics | Electric Light | Nos | 9405 | 18.00 | 0.00 | Yes | Yes | No |  | finished_good |  | Buy external | No |  |  |  | Yes | Yes | Yes
AT • ABSSTEM Technologies LLP | EE312 | Electric Light,LED Flood,,, | Electrical and Electronics | Electric Light | Nos | 9405 | 18.00 | 0.00 | Yes | Yes | No |  | finished_good |  | Buy external | No |  |  |  | Yes | Yes | Yes
AT • ABSSTEM Technologies LLP | EE313 | Panel,Power,Hindustan Electricals,55 KW,, | Electrical and Electronics | Panel | Nos | 8537 | 18.00 | 0.00 | Yes | Yes | No |  | finished_good |  | Buy external | No |  |  |  | Yes | Yes | Yes
AT • ABSSTEM Technologies LLP | EE314 | MCCB,4 Pole,150 - 250 Amp,With Handle,L&T,50-60 HZ | Electrical and Electronics | MCCB | Nos | 8536 | 18.00 | 0.00 | Yes | Yes | No |  | finished_good |  | Buy external | No |  |  |  | Yes | Yes | Yes
AT • ABSSTEM Technologies LLP | EE315 | MCCB,4 Pole,150 - 250 Amp,With Handle,Schnieder,50-60 HZ | Electrical and Electronics | MCCB | Nos | 8536 | 18.00 | 0.00 | Yes | Yes | No |  | finished_good |  | Buy external | No |  |  |  | Yes | Yes | Yes
AT • ABSSTEM Technologies LLP | EE316 | Panel Light,LED-Yellow,,220 VAC,22.5 mm | Electrical and Electronics | Panel Light | Nos | 9405 | 18.00 | 0.00 | Yes | Yes | No |  | finished_good |  | Buy external | No |  |  |  | Yes | Yes | Yes
AT • ABSSTEM Technologies LLP | EE317 | Panel Light,LED-Amber,,220 VAC,22.5 mm | Electrical and Electronics | Panel Light | Nos | 9405 | 18.00 | 0.00 | Yes | Yes | No |  | finished_good |  | Buy external | No |  |  |  | Yes | Yes | Yes
AT • ABSSTEM Technologies LLP | EE318 | Extension Board,3-Pin Socket-4 No and Switch-1 No,M.M Traders,6 Amp | Electrical and Electronics | Extension Board | Nos | 85369090 | 18.00 | 0.00 | Yes | Yes | No |  | finished_good |  | Buy external | No |  |  |  | Yes | Yes | Yes
AT • ABSSTEM Technologies LLP | EE319 | MCB,2 Pole,10 Amp,ABB,50-60 HZ | Electrical and Electronics | MCB | Nos | 8536 | 18.00 | 0.00 | Yes | Yes | No |  | finished_good |  | Buy external | No |  |  |  | Yes | Yes | Yes
AT • ABSSTEM Technologies LLP | EE32 | Analog Card,Mitsubishi-FX2N-8AD,Control Cabinet,,24 V DC | Electrical and Electronics | Analog Card | Nos | 9029 | 18.00 | 0.00 | Yes | Yes | No |  | finished_good |  | Buy external | No |  |  |  | Yes | Yes | Yes
AT • ABSSTEM Technologies LLP | EE320 | MCB,2 Pole,10 Amp,Siemens,50-60 HZ | Electrical and Electronics | MCB | Nos | 8536 | 18.00 | 0.00 | Yes | Yes | No |  | finished_good |  | Buy external | No |  |  |  | Yes | Yes | Yes
AT • ABSSTEM Technologies LLP | EE321 | Connector,Male-Female,Jigo-10 Pin,16 Amp | Electrical and Electronics | Connector | Nos | 8536 | 18.00 | 0.00 | Yes | Yes | No |  | finished_good |  | Buy external | No |  |  |  | Yes | Yes | Yes
AT • ABSSTEM Technologies LLP | EE322 | Relay Card,Module - Pluggeble,4 Port,Connectwell-CIMRE1SS4/24/OM (4CH 1CO),24 V DC,(-20°C to 50°C),5 | Electrical and Electronics | Relay Card | Nos | 85364900 | 18.00 | 0.00 | Yes | Yes | No |  | finished_good |  | Buy external | No |  |  |  | Yes | Yes | Yes
AT • ABSSTEM Technologies LLP | EE323 | Relay Card,Module - Pluggeble,8 Port,Connectwell-CIMRE1SS8/24/OM (8CH 1CO),24 V DC,(-20°C to 50°C),5 | Electrical and Electronics | Relay Card | Nos | 85364900 | 18.00 | 0.00 | Yes | Yes | No |  | finished_good |  | Buy external | No |  |  |  | Yes | Yes | Yes
AT • ABSSTEM Technologies LLP | EE324 | SMPS,10 Amp,Single Phase-230 VAC,24 V DC,Connectwell-CSS240/24/10-Rail Mounted | Electrical and Electronics | SMPS | Nos | 850440 | 18.00 | 0.00 | Yes | Yes | No |  | finished_good |  | Buy external | No |  |  |  | Yes | Yes | Yes
AT • ABSSTEM Technologies LLP | EE325 | SMPS,5 Amp,Single Phase-240 VAC,24 V DC,Connectwell-CSS120/24/5-Rail Mounted | Electrical and Electronics | SMPS | Nos | 850440 | 18.00 | 0.00 | Yes | Yes | No |  | finished_good |  | Buy external | No |  |  |  | Yes | Yes | Yes
AT • ABSSTEM Technologies LLP | EE326 | Connector,PCB Pluggable Screw Terminal,XY2500-5.08-2P (2.5 mm2),12 A(230 VAC) | Electrical and Electronics | Connector | Nos | 8536 | 18.00 | 0.00 | Yes | Yes | No |  | finished_good |  | Buy external | No |  |  |  | Yes | Yes | Yes
AT • ABSSTEM Technologies LLP | EE327 | Connector,PCB Pluggable Screw Terminal,XY2500-5.08-3P (2.5 mm2),12 A(230 VAC) | Electrical and Electronics | Connector | Nos | 8536 | 18.00 | 0.00 | Yes | Yes | No |  | finished_good |  | Buy external | No |  |  |  | Yes | Yes | Yes
AT • ABSSTEM Technologies LLP | EE328 | Connector,PCB Pluggable Screw Terminal,XY2500-5.08-4P (2.5 mm2),12 A(230 VAC) | Electrical and Electronics | Connector | Nos | 8536 | 18.00 | 0.00 | Yes | Yes | No |  | finished_good |  | Buy external | No |  |  |  | Yes | Yes | Yes
AT • ABSSTEM Technologies LLP | EE329 | Panel,Power,Jastech,As Per Drawing,, | Electrical and Electronics | Panel | Nos | 8537 | 18.00 | 0.00 | Yes | Yes | No |  | finished_good |  | Buy external | No |  |  |  | Yes | Yes | Yes
AT • ABSSTEM Technologies LLP | EE33 | Analog Card,Mitsubishi-FX5-8AD,Control Cabinet,,24 V DC | Electrical and Electronics | Analog Card | Nos | 9029 | 18.00 | 0.00 | Yes | Yes | No |  | finished_good |  | Buy external | No |  |  |  | Yes | Yes | Yes
AT • ABSSTEM Technologies LLP | EE330 | MCB,3 Pole,6 Amp,L&T,50-60 HZ | Electrical and Electronics | MCB | Nos | 8536 | 18.00 | 0.00 | Yes | Yes | No |  | finished_good |  | Buy external | No |  |  |  | Yes | Yes | Yes
AT • ABSSTEM Technologies LLP | EE331 | MCB,3 Pole,6 Amp,ABB,50-60 HZ | Electrical and Electronics | MCB | Nos | 8536 | 18.00 | 0.00 | Yes | Yes | No |  | finished_good |  | Buy external | No |  |  |  | Yes | Yes | Yes
AT • ABSSTEM Technologies LLP | EE332 | MCB,3 Pole,6 Amp,Siemens,50-60 HZ | Electrical and Electronics | MCB | Nos | 8536 | 18.00 | 0.00 | Yes | Yes | No |  | finished_good |  | Buy external | No |  |  |  | Yes | Yes | Yes
AT • ABSSTEM Technologies LLP | EE333 | Converter,Isolated (USB to RS232/485 B) with USB Cable,Waveshare, | Electrical and Electronics | Converter | Nos | 8504 | 18.00 | 0.00 | Yes | Yes | No |  | finished_good |  | Buy external | No |  |  |  | Yes | Yes | Yes
AT • ABSSTEM Technologies LLP | EE334 | Converter,Isolated (USB to RS232/485 B) with USB Cable,Waveshare, | Electrical and Electronics | Converter | Nos | 8504 | 18.00 | 0.00 | Yes | Yes | No |  | finished_good |  | Buy external | No |  |  |  | Yes | Yes | Yes
AT • ABSSTEM Technologies LLP | EE335 | Analog Card,Mitsubishi-FX5-4AD-ADP,Control Cabinet,,24 V DC | Electrical and Electronics | Analog Card | Nos | 8538 | 18.00 | 0.00 | Yes | Yes | No |  | finished_good |  | Buy external | No |  |  |  | Yes | Yes | Yes
AT • ABSSTEM Technologies LLP | EE336 | Junction Box,JasEnclo-J4.05B,PVC,180 X 140 X 100 mm | Electrical and Electronics | Junction Box | Nos | 85364900 | 18.00 | 0.00 | Yes | Yes | No |  | finished_good |  | Buy external | No |  |  |  | Yes | Yes | Yes
AT • ABSSTEM Technologies LLP | EE337 | Junction Box,JasEnclo-J4.05B,PVC,180 X 140 X 100 mm | Electrical and Electronics | Junction Box | Nos | 85364900 | 18.00 | 0.00 | Yes | Yes | No |  | finished_good |  | Buy external | No |  |  |  | Yes | Yes | Yes
AT • ABSSTEM Technologies LLP | EE338 | Belt,Safety-Energy Absorbing Forked Lanyard,Heapro-HEA-01,L-1.8 Mtr | Electrical and Electronics | Electric Light | Nos | 6307 | 18.00 | 0.00 | Yes | Yes | No |  | finished_good |  | Buy external | No |  |  |  | Yes | Yes | Yes
AT • ABSSTEM Technologies LLP | EE339 | Watch,Ceiling,, | Electrical and Electronics | Electric Light | Nos | 9105 | 18.00 | 0.00 | Yes | Yes | No |  | finished_good |  | Buy external | No |  |  |  | Yes | Yes | Yes
AT • ABSSTEM Technologies LLP | EE34 | Electric Light,Street,,50 W, | Electrical and Electronics | Electric Light | Nos | 9405 | 18.00 | 0.00 | Yes | Yes | No |  | finished_good |  | Buy external | No |  |  |  | Yes | Yes | Yes
AT • ABSSTEM Technologies LLP | EE340 | Umbrella,M,, | Electrical and Electronics | Connector | Nos | 7318 | 18.00 | 0.00 | Yes | Yes | No |  | finished_good |  | Buy external | No |  |  |  | Yes | Yes | Yes
AT • ABSSTEM Technologies LLP | EE341 | Driver,For Drum Light,, | Electrical and Electronics | Driver | Nos | 8504 | 18.00 | 0.00 | Yes | Yes | No |  | finished_good |  | Buy external | No |  |  |  | Yes | Yes | Yes
AT • ABSSTEM Technologies LLP | EE342 | Electric Light,Street,,70 W, | Electrical and Electronics | Electric Light | Nos | 9405 | 18.00 | 0.00 | Yes | Yes | No |  | finished_good |  | Buy external | No |  |  |  | Yes | Yes | Yes
AT • ABSSTEM Technologies LLP | EE343 | Electric Light,Bulb,,30 W, | Electrical and Electronics | Electric Light | Nos | 9405 | 18.00 | 0.00 | Yes | Yes | No |  | finished_good |  | Buy external | No |  |  |  | Yes | Yes | Yes
AT • ABSSTEM Technologies LLP | EE344 | Connector,For Strip Leight,, | Electrical and Electronics | Connector | Nos | 8536 | 18.00 | 0.00 | Yes | Yes | No |  | finished_good |  | Buy external | No |  |  |  | Yes | Yes | Yes
AT • ABSSTEM Technologies LLP | EE345 | PLC,Control Cabinet,Mitsubishi-FX3GA-24MR-CM, | Electrical and Electronics | PLC | Nos | 8534 | 18.00 | 0.00 | Yes | Yes | No |  | finished_good |  | Buy external | No |  |  |  | Yes | Yes | Yes
AT • ABSSTEM Technologies LLP | EE346 | IIOT,RS232 FM 9 Pin,ABS-MQTT,24 VDC | Electrical and Electronics | IIOT | Nos | 9981 | 18.00 | 0.00 | Yes | Yes | No |  | finished_good |  | Buy external | No |  |  |  | Yes | Yes | Yes
AT • ABSSTEM Technologies LLP | EE347 | Converter,Adaptor -HDMI to VGA Converter,, | Electrical and Electronics | Converter | Nos | 84733099 | 18.00 | 0.00 | Yes | Yes | No |  | finished_good |  | Buy external | No |  |  |  | Yes | Yes | Yes
AT • ABSSTEM Technologies LLP | EE348 | Pin Plug,Socket-3 Pin,Connectwell-DIN Rail Mounting Support,6 Amp | Electrical and Electronics | Pin Plug | Nos | 8536 | 18.00 | 0.00 | Yes | Yes | No |  | finished_good |  | Buy external | No |  |  |  | Yes | Yes | Yes
AT • ABSSTEM Technologies LLP | EE349 | Wire,USB Printer Cable,1.5 Mtr,,, | Electrical and Electronics | Wire | Nos | 8544 | 18.00 | 0.00 | Yes | Yes | No |  | finished_good |  | Buy external | No |  |  |  | Yes | Yes | Yes
AT • ABSSTEM Technologies LLP | EE35 | Electric Light,Emergency Exit,Amore Quanta,26 AH, | Electrical and Electronics | Electric Light | Nos | 9405 | 18.00 | 0.00 | Yes | Yes | No |  | finished_good |  | Buy external | No |  |  |  | Yes | Yes | Yes
AT • ABSSTEM Technologies LLP | EE36 | Electric Light,Tube Light,Philips,5 W,1 Feet | Electrical and Electronics | Electric Light | Nos | 9405 | 18.00 | 0.00 | Yes | Yes | No |  | finished_good |  | Buy external | No |  |  |  | Yes | Yes | Yes
AT • ABSSTEM Technologies LLP | EE37 | Electric Light,LED,,5 W, | Electrical and Electronics | Electric Light | Nos | 9405 | 18.00 | 0.00 | Yes | Yes | No |  | finished_good |  | Buy external | No |  |  |  | Yes | Yes | Yes
AT • ABSSTEM Technologies LLP | EE38 | Electric Light,LED,,120 W, | Electrical and Electronics | Electric Light | Nos | 9405 | 18.00 | 0.00 | Yes | Yes | No |  | finished_good |  | Buy external | No |  |  |  | Yes | Yes | Yes
AT • ABSSTEM Technologies LLP | EE39 | Pin Plug,2-Pin,,6 Amp | Electrical and Electronics | Pin Plug | Nos | 85366990 | 18.00 | 0.00 | Yes | Yes | No |  | finished_good |  | Buy external | No |  |  |  | Yes | Yes | Yes
AT • ABSSTEM Technologies LLP | EE4 | Legends,Blower Trip,,22.5 mm,Black,Aluminium | Electrical and Electronics-Bulk | Legends | Nos | 8538 | 18.00 | 0.00 | Yes | Yes | No |  | finished_good |  | Buy external | No |  |  |  | Yes | Yes | Yes
AT • ABSSTEM Technologies LLP | EE40 | Pin Plug,3-Pin,,6 Amp | Electrical and Electronics | Pin Plug | Nos | 85366990 | 18.00 | 0.00 | Yes | Yes | No |  | finished_good |  | Buy external | No |  |  |  | Yes | Yes | Yes
AT • ABSSTEM Technologies LLP | EE41 | Pin Plug,3-Pin,,16 Amp | Electrical and Electronics | Pin Plug | Nos | 85366990 | 18.00 | 0.00 | Yes | Yes | No |  | finished_good |  | Buy external | No |  |  |  | Yes | Yes | Yes
AT • ABSSTEM Technologies LLP | EE42 | Electrical Coil,SOV,Uflow,,230 V AC | Electrical and Electronics | Electrical Coil | Nos | 84814000 | 18.00 | 0.00 | Yes | Yes | No |  | finished_good |  | Buy external | No |  |  |  | Yes | Yes | Yes
AT • ABSSTEM Technologies LLP | EE43 | Electrical Coil,SOV,Uflow,,24 V DC | Electrical and Electronics | Electrical Coil | Nos | 84814000 | 18.00 | 0.00 | Yes | Yes | No |  | finished_good |  | Buy external | No |  |  |  | Yes | Yes | Yes
AT • ABSSTEM Technologies LLP | EE44 | Electrical Coil,SOV,Rotex,,24 V DC | Electrical and Electronics | Electrical Coil | Nos | 84814000 | 18.00 | 0.00 | Yes | Yes | No |  | finished_good |  | Buy external | No |  |  |  | Yes | Yes | Yes
AT • ABSSTEM Technologies LLP | EE45 | Electrical Coil,SOV,Rotex,,230 V AC | Electrical and Electronics | Electrical Coil | Nos | 84814000 | 18.00 | 0.00 | Yes | Yes | No |  | finished_good |  | Buy external | No |  |  |  | Yes | Yes | Yes
AT • ABSSTEM Technologies LLP | EE46 | Extension Board,3-Pin Power Strip,Cona,6 Amp | Electrical and Electronics | Extension Board | Nos | 85369090 | 18.00 | 0.00 | Yes | Yes | No |  | finished_good |  | Buy external | No |  |  |  | Yes | Yes | Yes
AT • ABSSTEM Technologies LLP | EE47 | Extension Board,3-Pin Power Strip,Cona,16 Amp | Electrical and Electronics | Extension Board | Nos | 85369090 | 18.00 | 0.00 | Yes | Yes | No |  | finished_good |  | Buy external | No |  |  |  | Yes | Yes | Yes
AT • ABSSTEM Technologies LLP | EE48 | Exhaust Fan,Control Cabinet,Hicool,,24 V DC,55 CFM,92 X 92 X 25 mm | Electrical and Electronics | Exhaust Fan | Nos | 84145190 | 18.00 | 0.00 | Yes | Yes | No |  | finished_good |  | Buy external | No |  |  |  | Yes | Yes | Yes
AT • ABSSTEM Technologies LLP | EE49 | Earthing Electrode,Chemical,Copper,Dia -50 mm | Electrical and Electronics-Bulk | Earthing Electrode | Nos | 854590 | 18.00 | 0.00 | Yes | Yes | No |  | finished_good |  | Buy external | No |  |  |  | Yes | Yes | Yes
AT • ABSSTEM Technologies LLP | EE5 | Legends,Compressor Trip,,22.5 mm,Black,Aluminium | Electrical and Electronics-Bulk | Legends | Nos | 8538 | 18.00 | 0.00 | Yes | Yes | No |  | finished_good |  | Buy external | No |  |  |  | Yes | Yes | Yes
AT • ABSSTEM Technologies LLP | EE50 | Earthing Strip,Plate,GI,25 x 3 mm | Electrical and Electronics-Bulk | Earthing Strip | Nos | 730890 | 18.00 | 0.00 | Yes | Yes | No |  | finished_good |  | Buy external | No |  |  |  | Yes | Yes | Yes
AT • ABSSTEM Technologies LLP | EE51 | Short Link,Terminal,10 Points,,SS,2.5 mm2 | Electrical and Electronics-Bulk | Short Link | Nos | 8538 | 18.00 | 0.00 | Yes | Yes | No |  | finished_good |  | Buy external | No |  |  |  | Yes | Yes | Yes
AT • ABSSTEM Technologies LLP | EE52 | Terminal Block,2.5 mm2,Grey,Selzer | Electrical and Electronics-Bulk | Terminal Block | Nos | 85389000 | 18.00 | 0.00 | Yes | Yes | No |  | finished_good |  | Buy external | No |  |  |  | Yes | Yes | Yes
AT • ABSSTEM Technologies LLP | EE53 | Terminal Block,6 mm2,Grey,Selzer | Electrical and Electronics-Bulk | Terminal Block | Nos | 85389000 | 18.00 | 0.00 | Yes | Yes | No |  | finished_good |  | Buy external | No |  |  |  | Yes | Yes | Yes
AT • ABSSTEM Technologies LLP | EE54 | Terminal Block,10 mm2,Grey,Selzer | Electrical and Electronics-Bulk | Terminal Block | Nos | 85389000 | 18.00 | 0.00 | Yes | Yes | No |  | finished_good |  | Buy external | No |  |  |  | Yes | Yes | Yes
AT • ABSSTEM Technologies LLP | EE55 | Terminal Block,25 mm2,Grey,Selzer | Electrical and Electronics-Bulk | Terminal Block | Nos | 85389000 | 18.00 | 0.00 | Yes | Yes | No |  | finished_good |  | Buy external | No |  |  |  | Yes | Yes | Yes
AT • ABSSTEM Technologies LLP | EE56 | Terminal Block,35 mm2,Grey,Selzer | Electrical and Electronics-Bulk | Terminal Block | Nos | 85389000 | 18.00 | 0.00 | Yes | Yes | No |  | finished_good |  | Buy external | No |  |  |  | Yes | Yes | Yes
AT • ABSSTEM Technologies LLP | EE57 | Terminal Block,50 mm2,Grey,Selzer | Electrical and Electronics-Bulk | Terminal Block | Nos | 85389000 | 18.00 | 0.00 | Yes | Yes | No |  | finished_good |  | Buy external | No |  |  |  | Yes | Yes | Yes
AT • ABSSTEM Technologies LLP | EE58 | Terminal Block,70 mm2,Grey,Selzer | Electrical and Electronics-Bulk | Terminal Block | Nos | 85389000 | 18.00 | 0.00 | Yes | Yes | No |  | finished_good |  | Buy external | No |  |  |  | Yes | Yes | Yes
AT • ABSSTEM Technologies LLP | EE59 | Relay,only Base ,,8 Pin, | Electrical and Electronics | Relay | Nos | 85364900 | 18.00 | 0.00 | Yes | Yes | No |  | finished_good |  | Buy external | No |  |  |  | Yes | Yes | Yes
AT • ABSSTEM Technologies LLP | EE6 | Legends,Compressor On,,22.5 mm,Black,Aluminium | Electrical and Electronics-Bulk | Legends | Nos | 8538 | 18.00 | 0.00 | Yes | Yes | No |  | finished_good |  | Buy external | No |  |  |  | Yes | Yes | Yes
AT • ABSSTEM Technologies LLP | EE60 | Relay,,,8 Pin,24 V DC | Electrical and Electronics | Relay | Nos | 85364900 | 18.00 | 0.00 | Yes | Yes | No |  | finished_good |  | Buy external | No |  |  |  | Yes | Yes | Yes
AT • ABSSTEM Technologies LLP | EE61 | Relay,,,8 Pin,230 V AC | Electrical and Electronics | Relay | Nos | 85364900 | 18.00 | 0.00 | Yes | Yes | No |  | finished_good |  | Buy external | No |  |  |  | Yes | Yes | Yes
AT • ABSSTEM Technologies LLP | EE62 | Relay Card,8 Port,Trinity Touch,TT-IMRB-08024D1S,24 V DC,(0°C to 50°C),50 Hz | Electrical and Electronics | Relay Card | Nos | 85364900 | 18.00 | 0.00 | Yes | Yes | No |  | finished_good |  | Buy external | No |  |  |  | Yes | Yes | Yes
AT • ABSSTEM Technologies LLP | EE63 | Relay Card,4 Port,Trinity Touch,TT-IMRB-04024D1S,24 V DC,(0°C to 50°C),50 Hz | Electrical and Electronics | Relay Card | Nos | 85364900 | 18.00 | 0.00 | Yes | Yes | No |  | finished_good |  | Buy external | No |  |  |  | Yes | Yes | Yes
AT • ABSSTEM Technologies LLP | EE64 | Electric Channel,Rail,MS, | Electrical and Electronics-Bulk | Electric Channel | MTR | 8510 | 18.00 | 0.00 | Yes | Yes | No |  | finished_good |  | Buy external | No |  |  |  | Yes | Yes | Yes
AT • ABSSTEM Technologies LLP | EE65 | Electric Channel,With Cover,PVC,25 X 25 mm | Electrical and Electronics-Bulk | Electric Channel | MTR | 8510 | 18.00 | 0.00 | Yes | Yes | No |  | finished_good |  | Buy external | No |  |  |  | Yes | Yes | Yes
AT • ABSSTEM Technologies LLP | EE66 | Electric Channel,With Cover,PVC,25 X 40 mm | Electrical and Electronics-Bulk | Electric Channel | MTR | 8510 | 18.00 | 0.00 | Yes | Yes | No |  | finished_good |  | Buy external | No |  |  |  | Yes | Yes | Yes
AT • ABSSTEM Technologies LLP | EE67 | Diode,Absstem Controller,, 50-60 HZ | Electrical and Electronics-Bulk | Capacitor | Nos | 85381010 | 18.00 | 0.00 | Yes | Yes | No |  | finished_good |  | Buy external | No |  |  |  | Yes | Yes | Yes
AT • ABSSTEM Technologies LLP | EE68 | Capacitor,Absstem Controller,AEC-102,, 50-60 HZ | Electrical and Electronics-Bulk | Diode | Nos | 8541 | 18.00 | 0.00 | Yes | Yes | No |  | finished_good |  | Buy external | No |  |  |  | Yes | Yes | Yes
AT • ABSSTEM Technologies LLP | EE69 | MCB,1 Pole,2 Amp,L&T,50-60 HZ | Electrical and Electronics | MCB | Nos | 8536 | 18.00 | 0.00 | Yes | Yes | No |  | finished_good |  | Buy external | No |  |  |  | Yes | Yes | Yes
AT • ABSSTEM Technologies LLP | EE7 | Legends,Blower On,,22.5 mm,Black,Aluminium | Electrical and Electronics-Bulk | Legends | Nos | 8538 | 18.00 | 0.00 | Yes | Yes | No |  | finished_good |  | Buy external | No |  |  |  | Yes | Yes | Yes
AT • ABSSTEM Technologies LLP | EE70 | MCB,1 Pole,6 Amp,L&T,50-60 HZ | Electrical and Electronics | MCB | Nos | 8536 | 18.00 | 0.00 | Yes | Yes | No |  | finished_good |  | Buy external | No |  |  |  | Yes | Yes | Yes
AT • ABSSTEM Technologies LLP | EE71 | MCB,1 Pole,10 Amp,L&T,50-60 HZ | Electrical and Electronics | MCB | Nos | 8536 | 18.00 | 0.00 | Yes | Yes | No |  | finished_good |  | Buy external | No |  |  |  | Yes | Yes | Yes
AT • ABSSTEM Technologies LLP | EE72 | MCB,1 Pole,16 Amp,L&T,50-60 HZ | Electrical and Electronics | MCB | Nos | 8536 | 18.00 | 0.00 | Yes | Yes | No |  | finished_good |  | Buy external | No |  |  |  | Yes | Yes | Yes
AT • ABSSTEM Technologies LLP | EE73 | MCB,1 Pole,32 Amp,L&T,50-60 HZ | Electrical and Electronics | MCB | Nos | 8536 | 18.00 | 0.00 | Yes | Yes | No |  | finished_good |  | Buy external | No |  |  |  | Yes | Yes | Yes
AT • ABSSTEM Technologies LLP | EE74 | MCB,2 Pole,2 Amp,L&T,50-60 HZ | Electrical and Electronics | MCB | Nos | 8536 | 18.00 | 0.00 | Yes | Yes | No |  | finished_good |  | Buy external | No |  |  |  | Yes | Yes | Yes
AT • ABSSTEM Technologies LLP | EE75 | MCB,2 Pole,6 Amp,L&T,50-60 HZ | Electrical and Electronics | MCB | Nos | 8536 | 18.00 | 0.00 | Yes | Yes | No |  | finished_good |  | Buy external | No |  |  |  | Yes | Yes | Yes
AT • ABSSTEM Technologies LLP | EE76 | MCB,2 Pole,10 Amp,L&T,50-60 HZ | Electrical and Electronics | MCB | Nos | 8536 | 18.00 | 0.00 | Yes | Yes | No |  | finished_good |  | Buy external | No |  |  |  | Yes | Yes | Yes
AT • ABSSTEM Technologies LLP | EE77 | MCB,2 Pole,16 Amp,L&T,50-60 HZ | Electrical and Electronics | MCB | Nos | 8536 | 18.00 | 0.00 | Yes | Yes | No |  | finished_good |  | Buy external | No |  |  |  | Yes | Yes | Yes
AT • ABSSTEM Technologies LLP | EE78 | MCB,2 Pole,32 Amp,L&T,50-60 HZ | Electrical and Electronics | MCB | Nos | 8536 | 18.00 | 0.00 | Yes | Yes | No |  | finished_good |  | Buy external | No |  |  |  | Yes | Yes | Yes
AT • ABSSTEM Technologies LLP | EE79 | MCB,2 Pole,63 Amp,L&T,50-60 HZ | Electrical and Electronics | MCB | Nos | 8536 | 18.00 | 0.00 | Yes | Yes | No |  | finished_good |  | Buy external | No |  |  |  | Yes | Yes | Yes
AT • ABSSTEM Technologies LLP | EE8 | Legends,Y Phase,,22.5 mm,Black,Aluminium | Electrical and Electronics-Bulk | Legends | Nos | 8538 | 18.00 | 0.00 | Yes | Yes | No |  | finished_good |  | Buy external | No |  |  |  | Yes | Yes | Yes
AT • ABSSTEM Technologies LLP | EE80 | MCB,3 Pole,20 Amp,L&T,50-60 HZ | Electrical and Electronics | MCB | Nos | 8536 | 18.00 | 0.00 | Yes | Yes | No |  | finished_good |  | Buy external | No |  |  |  | Yes | Yes | Yes
AT • ABSSTEM Technologies LLP | EE81 | MCB,3 Pole,32 Amp,L&T,50-60 HZ | Electrical and Electronics | MCB | Nos | 8536 | 18.00 | 0.00 | Yes | Yes | No |  | finished_good |  | Buy external | No |  |  |  | Yes | Yes | Yes
AT • ABSSTEM Technologies LLP | EE82 | MCB,3 Pole,40 Amp,L&T,50-60 HZ | Electrical and Electronics | MCB | Nos | 8536 | 18.00 | 0.00 | Yes | Yes | No |  | finished_good |  | Buy external | No |  |  |  | Yes | Yes | Yes
AT • ABSSTEM Technologies LLP | EE83 | MCB,3 Pole,50 Amp,L&T,50-60 HZ | Electrical and Electronics | MCB | Nos | 8536 | 18.00 | 0.00 | Yes | Yes | No |  | finished_good |  | Buy external | No |  |  |  | Yes | Yes | Yes
AT • ABSSTEM Technologies LLP | EE84 | MCB,3 Pole,63 Amp,L&T,50-60 HZ | Electrical and Electronics | MCB | Nos | 8536 | 18.00 | 0.00 | Yes | Yes | No |  | finished_good |  | Buy external | No |  |  |  | Yes | Yes | Yes
AT • ABSSTEM Technologies LLP | EE85 | MCB,4 Pole,16 Amp,L&T,50-60 HZ | Electrical and Electronics | MCB | Nos | 8536 | 18.00 | 0.00 | Yes | Yes | No |  | finished_good |  | Buy external | No |  |  |  | Yes | Yes | Yes
AT • ABSSTEM Technologies LLP | EE86 | MCB,4 Pole,25 Amp,L&T,50-60 HZ | Electrical and Electronics | MCB | Nos | 8536 | 18.00 | 0.00 | Yes | Yes | No |  | finished_good |  | Buy external | No |  |  |  | Yes | Yes | Yes
AT • ABSSTEM Technologies LLP | EE87 | MCB,4 pole,32 Amp,L&T,50-60 HZ | Electrical and Electronics | MCB | Nos | 8536 | 18.00 | 0.00 | Yes | Yes | No |  | finished_good |  | Buy external | No |  |  |  | Yes | Yes | Yes
AT • ABSSTEM Technologies LLP | EE88 | MCB,4 Pole,63 Amp,L&T,50-60 HZ | Electrical and Electronics | MCB | Nos | 8536 | 18.00 | 0.00 | Yes | Yes | No |  | finished_good |  | Buy external | No |  |  |  | Yes | Yes | Yes
AT • ABSSTEM Technologies LLP | EE89 | MCCB,3 Pole,40 Amp,With Handle,L&T,50-60 HZ | Electrical and Electronics | MCCB | Nos | 8536 | 18.00 | 0.00 | Yes | Yes | No |  | finished_good |  | Buy external | No |  |  |  | Yes | Yes | Yes
AT • ABSSTEM Technologies LLP | EE9 | Legends,B Phase,,22.5 mm,Black,Aluminium | Electrical and Electronics-Bulk | Legends | Nos | 8538 | 18.00 | 0.00 | Yes | Yes | No |  | finished_good |  | Buy external | No |  |  |  | Yes | Yes | Yes
AT • ABSSTEM Technologies LLP | EE90 | MCCB,3 Pole,63 Amp,With Handle,L&T,50-60 HZ | Electrical and Electronics | MCCB | Nos | 8536 | 18.00 | 0.00 | Yes | Yes | No |  | finished_good |  | Buy external | No |  |  |  | Yes | Yes | Yes
AT • ABSSTEM Technologies LLP | EE91 | MCCB,3 Pole,80 Amp,With Handle,L&T,50-60 HZ | Electrical and Electronics | MCCB | Nos | 8536 | 18.00 | 0.00 | Yes | Yes | No |  | finished_good |  | Buy external | No |  |  |  | Yes | Yes | Yes
AT • ABSSTEM Technologies LLP | EE92 | MCCB,3 Pole,100 Amp,With Handle,L&T,50-60 HZ | Electrical and Electronics | MCCB | Nos | 8536 | 18.00 | 0.00 | Yes | Yes | No |  | finished_good |  | Buy external | No |  |  |  | Yes | Yes | Yes
AT • ABSSTEM Technologies LLP | EE93 | MCCB,3 Pole,125 Amp,With Handle,L&T,50-60 HZ | Electrical and Electronics | MCCB | Nos | 8536 | 18.00 | 0.00 | Yes | Yes | No |  | finished_good |  | Buy external | No |  |  |  | Yes | Yes | Yes
AT • ABSSTEM Technologies LLP | EE94 | MCCB,4 Pole,160 Amp,With Handle,L&T,50-60 HZ | Electrical and Electronics | MCCB | Nos | 8536 | 18.00 | 0.00 | Yes | Yes | No |  | finished_good |  | Buy external | No |  |  |  | Yes | Yes | Yes
AT • ABSSTEM Technologies LLP | EE95 | MCCB,3 Pole,40 Amp,With Handle,Schnieder,50-60 HZ | Electrical and Electronics | MCCB | Nos | 8536 | 18.00 | 0.00 | Yes | Yes | No |  | finished_good |  | Buy external | No |  |  |  | Yes | Yes | Yes
AT • ABSSTEM Technologies LLP | EE96 | MCCB,3 Pole,63 Amp,With Handle,Schnieder,50-60 HZ | Electrical and Electronics | MCCB | Nos | 8536 | 18.00 | 0.00 | Yes | Yes | No |  | finished_good |  | Buy external | No |  |  |  | Yes | Yes | Yes
AT • ABSSTEM Technologies LLP | EE97 | MCCB,3 Pole,80 Amp,With Handle,Schnieder,50-60 HZ | Electrical and Electronics | MCCB | Nos | 8536 | 18.00 | 0.00 | Yes | Yes | No |  | finished_good |  | Buy external | No |  |  |  | Yes | Yes | Yes
AT • ABSSTEM Technologies LLP | EE98 | MCCB,3 Pole,100 Amp,With Handle,Schnieder,50-60 HZ | Electrical and Electronics | MCCB | Nos | 8536 | 18.00 | 0.00 | Yes | Yes | No |  | finished_good |  | Buy external | No |  |  |  | Yes | Yes | Yes
AT • ABSSTEM Technologies LLP | EE99 | MCCB,3 Pole,125 Amp,With Handle,Schnieder,50-60 HZ | Electrical and Electronics | MCCB | Nos | 8536 | 18.00 | 0.00 | Yes | Yes | No |  | finished_good |  | Buy external | No |  |  |  | Yes | Yes | Yes
AT • ABSSTEM Technologies LLP | EEB1 | PVC Conduit,Pipe,PG9, | Electrical and Electronics-Bulk | PVC Conduit | MTR | 39171020 | 18.00 | 0.00 | Yes | Yes | No |  | finished_good |  | Buy external | No |  |  |  | Yes | Yes | Yes
AT • ABSSTEM Technologies LLP | EEB10 | PVC Conduit,Gland,PG25, | Electrical and Electronics-Bulk | PVC Conduit | Nos | 39171020 | 18.00 | 0.00 | Yes | Yes | No |  | finished_good |  | Buy external | No |  |  |  | Yes | Yes | Yes
AT • ABSSTEM Technologies LLP | EEB100 | Thimble,Pin Type-Twin-with Insulated Ferrule(1508),1.5 mm2,, | Electrical and Electronics-Bulk | Thimble | Nos | 8335 | 18.00 | 0.00 | Yes | Yes | No |  | finished_good |  | Buy external | No |  |  |  | Yes | Yes | Yes
AT • ABSSTEM Technologies LLP | EEB101 | PVC Conduit,Gland,PG9,Controlwell-PNC-P09B | Electrical and Electronics-Bulk | PVC Conduit | Nos | 39171020 | 18.00 | 0.00 | Yes | Yes | No |  | finished_good |  | Buy external | No |  |  |  | Yes | Yes | Yes
AT • ABSSTEM Technologies LLP | EEB102 | PVC Conduit,Gland,PG16,Controlwell-PNC-P16B | Electrical and Electronics-Bulk | PVC Conduit | Nos | 39171020 | 18.00 | 0.00 | Yes | Yes | No |  | finished_good |  | Buy external | No |  |  |  | Yes | Yes | Yes
AT • ABSSTEM Technologies LLP | EEB103 | PVC Conduit,Pipe,PG9-Flexible,Controlwell-CPS-10B | Electrical and Electronics-Bulk | PVC Conduit | Nos | 39171020 | 18.00 | 0.00 | Yes | Yes | No |  | finished_good |  | Buy external | No |  |  |  | Yes | Yes | Yes
AT • ABSSTEM Technologies LLP | EEB104 | PVC Conduit,Pipe,PG16-Flexible,Controlwell-CPS-16B | Electrical and Electronics-Bulk | PVC Conduit | Nos | 39171020 | 18.00 | 0.00 | Yes | Yes | No |  | finished_good |  | Buy external | No |  |  |  | Yes | Yes | Yes
AT • ABSSTEM Technologies LLP | EEB105 | Wire,1 Core,1 mm2,Red,Copper,RR Kabel-UL Certified | Electrical and Electronics-Bulk | Wire | Nos | 85444920 | 18.00 | 0.00 | Yes | Yes | No |  | finished_good |  | Buy external | No |  |  |  | Yes | Yes | Yes
AT • ABSSTEM Technologies LLP | EEB106 | Wire,1 Core,1 mm2,Black,Copper,RR Kabel-UL Certified | Electrical and Electronics-Bulk | Wire | Nos | 85444920 | 18.00 | 0.00 | Yes | Yes | No |  | finished_good |  | Buy external | No |  |  |  | Yes | Yes | Yes
AT • ABSSTEM Technologies LLP | EEB107 | Wire,1 Core,1 mm2,Blue,Copper,RR Kabel-UL Certified | Electrical and Electronics-Bulk | Wire | Nos | 85444920 | 18.00 | 0.00 | Yes | Yes | No |  | finished_good |  | Buy external | No |  |  |  | Yes | Yes | Yes
AT • ABSSTEM Technologies LLP | EEB108 | Wire,1 Core,1 mm2,White,Copper,RR Kabel-UL Certified | Electrical and Electronics-Bulk | Wire | Nos | 85444920 | 18.00 | 0.00 | Yes | Yes | No |  | finished_good |  | Buy external | No |  |  |  | Yes | Yes | Yes
AT • ABSSTEM Technologies LLP | EEB109 | Wire,1 Core,1 mm2,Gray,Copper,RR Kabel-UL Certified | Electrical and Electronics-Bulk | Wire | Nos | 85444920 | 18.00 | 0.00 | Yes | Yes | No |  | finished_good |  | Buy external | No |  |  |  | Yes | Yes | Yes
AT • ABSSTEM Technologies LLP | EEB11 | PVC Conduit,Gland,PG35, | Electrical and Electronics-Bulk | PVC Conduit | Nos | 39171020 | 18.00 | 0.00 | Yes | Yes | No |  | finished_good |  | Buy external | No |  |  |  | Yes | Yes | Yes
AT • ABSSTEM Technologies LLP | EEB110 | Wire,1 Core,1.5 mm2,Green/Yellow,Copper,RR Kabel-UL Certified | Electrical and Electronics-Bulk | Wire | Nos | 85444920 | 18.00 | 0.00 | Yes | Yes | No |  | finished_good |  | Buy external | No |  |  |  | Yes | Yes | Yes
AT • ABSSTEM Technologies LLP | EEB12 | PVC Conduit,Gland,PG50, | Electrical and Electronics-Bulk | PVC Conduit | MTR | 39171020 | 18.00 | 0.00 | Yes | Yes | No |  | finished_good |  | Buy external | No |  |  |  | Yes | Yes | Yes
AT • ABSSTEM Technologies LLP | EEB13 | Electric Channel,Cable Tray With Cover,GI,50 X 2500 mm | Electrical and Electronics-Bulk | Electric Channel | Nos | 73089090 | 18.00 | 0.00 | Yes | Yes | No |  | finished_good |  | Buy external | No |  |  |  | Yes | Yes | Yes
AT • ABSSTEM Technologies LLP | EEB14 | Electric Channel,Cable Tray With Cover,GI,100 X 2500 mm | Electrical and Electronics-Bulk | Electric Channel | Nos | 73089090 | 18.00 | 0.00 | Yes | Yes | No |  | finished_good |  | Buy external | No |  |  |  | Yes | Yes | Yes
AT • ABSSTEM Technologies LLP | EEB15 | Thimble,Pin Type,10 mm2,,Aluminium | Electrical and Electronics-Bulk | Thimble | Nos | 8335 | 18.00 | 0.00 | Yes | Yes | No |  | finished_good |  | Buy external | No |  |  |  | Yes | Yes | Yes
AT • ABSSTEM Technologies LLP | EEB16 | Thimble,Pin Type,16 mm2,,Aluminium | Electrical and Electronics-Bulk | Thimble | Nos | 8335 | 18.00 | 0.00 | Yes | Yes | No |  | finished_good |  | Buy external | No |  |  |  | Yes | Yes | Yes
AT • ABSSTEM Technologies LLP | EEB17 | Thimble,Pin Type,25 mm2,,Aluminium | Electrical and Electronics-Bulk | Thimble | Nos | 8335 | 18.00 | 0.00 | Yes | Yes | No |  | finished_good |  | Buy external | No |  |  |  | Yes | Yes | Yes
AT • ABSSTEM Technologies LLP | EEB18 | Thimble,Pin Type,35 mm2,,Aluminium | Electrical and Electronics-Bulk | Thimble | Nos | 8335 | 18.00 | 0.00 | Yes | Yes | No |  | finished_good |  | Buy external | No |  |  |  | Yes | Yes | Yes
AT • ABSSTEM Technologies LLP | EEB19 | Thimble,Pin Type,50 mm2,,Aluminium | Electrical and Electronics-Bulk | Thimble | Nos | 8335 | 18.00 | 0.00 | Yes | Yes | No |  | finished_good |  | Buy external | No |  |  |  | Yes | Yes | Yes
AT • ABSSTEM Technologies LLP | EEB2 | PVC Conduit,Pipe,PG16, | Electrical and Electronics-Bulk | PVC Conduit | Nos | 39171020 | 18.00 | 0.00 | Yes | Yes | No |  | finished_good |  | Buy external | No |  |  |  | Yes | Yes | Yes
AT • ABSSTEM Technologies LLP | EEB20 | Thimble,Pin Type,70 mm2,,Aluminium | Electrical and Electronics-Bulk | Thimble | Nos | 8335 | 18.00 | 0.00 | Yes | Yes | No |  | finished_good |  | Buy external | No |  |  |  | Yes | Yes | Yes
AT • ABSSTEM Technologies LLP | EEB21 | Thimble,Pin Type,95 mm2,,Aluminium | Electrical and Electronics-Bulk | Thimble | Nos | 8335 | 18.00 | 0.00 | Yes | Yes | No |  | finished_good |  | Buy external | No |  |  |  | Yes | Yes | Yes
AT • ABSSTEM Technologies LLP | EEB22 | Thimble,Pin Type,120 mm2,,Aluminium | Electrical and Electronics-Bulk | Thimble | Nos | 8335 | 18.00 | 0.00 | Yes | Yes | No |  | finished_good |  | Buy external | No |  |  |  | Yes | Yes | Yes
AT • ABSSTEM Technologies LLP | EEB23 | Thimble,Ring Type,10 mm2,,Aluminium | Electrical and Electronics-Bulk | Thimble | Nos | 8335 | 18.00 | 0.00 | Yes | Yes | No |  | finished_good |  | Buy external | No |  |  |  | Yes | Yes | Yes
AT • ABSSTEM Technologies LLP | EEB24 | Thimble,Ring Type,16 mm2,,Aluminium | Electrical and Electronics-Bulk | Thimble | Nos | 8335 | 18.00 | 0.00 | Yes | Yes | No |  | finished_good |  | Buy external | No |  |  |  | Yes | Yes | Yes
AT • ABSSTEM Technologies LLP | EEB25 | Thimble,Ring Type,25 mm2,,Aluminium | Electrical and Electronics-Bulk | Thimble | Nos | 8335 | 18.00 | 0.00 | Yes | Yes | No |  | finished_good |  | Buy external | No |  |  |  | Yes | Yes | Yes
AT • ABSSTEM Technologies LLP | EEB26 | Thimble,Ring Type,35 mm2,,Aluminium | Electrical and Electronics-Bulk | Thimble | Nos | 8335 | 18.00 | 0.00 | Yes | Yes | No |  | finished_good |  | Buy external | No |  |  |  | Yes | Yes | Yes
AT • ABSSTEM Technologies LLP | EEB27 | Thimble,Ring Type,50 mm2,,Aluminium | Electrical and Electronics-Bulk | Thimble | Nos | 8335 | 18.00 | 0.00 | Yes | Yes | No |  | finished_good |  | Buy external | No |  |  |  | Yes | Yes | Yes
AT • ABSSTEM Technologies LLP | EEB28 | Thimble,Ring Type,95 mm2,,Aluminium | Electrical and Electronics-Bulk | Thimble | Nos | 8335 | 18.00 | 0.00 | Yes | Yes | No |  | finished_good |  | Buy external | No |  |  |  | Yes | Yes | Yes
AT • ABSSTEM Technologies LLP | EEB29 | Thimble,Ring Type,70 mm2,,Aluminium | Electrical and Electronics-Bulk | Thimble | Nos | 8335 | 18.00 | 0.00 | Yes | Yes | No |  | finished_good |  | Buy external | No |  |  |  | Yes | Yes | Yes
AT • ABSSTEM Technologies LLP | EEB3 | PVC Conduit,Pipe,PG21, | Electrical and Electronics-Bulk | PVC Conduit | Nos | 39171020 | 18.00 | 0.00 | Yes | Yes | No |  | finished_good |  | Buy external | No |  |  |  | Yes | Yes | Yes
AT • ABSSTEM Technologies LLP | EEB30 | Thimble,Ring Type,120 mm2,,Aluminium | Electrical and Electronics-Bulk | Thimble | Nos | 8335 | 18.00 | 0.00 | Yes | Yes | No |  | finished_good |  | Buy external | No |  |  |  | Yes | Yes | Yes
AT • ABSSTEM Technologies LLP | EEB31 | Cable Clamp,Circel Type,4 mm,PVC, | Electrical and Electronics-Bulk | Cable Clamp | Nos | 39171020 | 18.00 | 0.00 | Yes | Yes | No |  | finished_good |  | Buy external | No |  |  |  | Yes | Yes | Yes
AT • ABSSTEM Technologies LLP | EEB32 | Cable Clamp,Circel Type,6 mm,PVC, | Electrical and Electronics-Bulk | Cable Clamp | Nos | 39171020 | 18.00 | 0.00 | Yes | Yes | No |  | finished_good |  | Buy external | No |  |  |  | Yes | Yes | Yes
AT • ABSSTEM Technologies LLP | EEB33 | Cable Clamp,Circel Type,8 mm,PVC, | Electrical and Electronics-Bulk | Cable Clamp | Nos | 39171020 | 18.00 | 0.00 | Yes | Yes | No |  | finished_good |  | Buy external | No |  |  |  | Yes | Yes | Yes
AT • ABSSTEM Technologies LLP | EEB34 | Cable Clamp,Circel Type,10 mm,PVC, | Electrical and Electronics-Bulk | Cable Clamp | Nos | 39171020 | 18.00 | 0.00 | Yes | Yes | No |  | finished_good |  | Buy external | No |  |  |  | Yes | Yes | Yes
AT • ABSSTEM Technologies LLP | EEB35 | Cable Clamp,Circel Type,12 mm,PVC, | Electrical and Electronics-Bulk | Cable Clamp | Nos | 39171020 | 18.00 | 0.00 | Yes | Yes | No |  | finished_good |  | Buy external | No |  |  |  | Yes | Yes | Yes
AT • ABSSTEM Technologies LLP | EEB36 | Cable Clamp,Circel Type,14 mm,PVC, | Electrical and Electronics-Bulk | Cable Clamp | Nos | 39171020 | 18.00 | 0.00 | Yes | Yes | No |  | finished_good |  | Buy external | No |  |  |  | Yes | Yes | Yes
AT • ABSSTEM Technologies LLP | EEB37 | Cable Clamp,Circel Type,16 mm,PVC, | Electrical and Electronics-Bulk | Cable Clamp | Nos | 39171020 | 18.00 | 0.00 | Yes | Yes | No |  | finished_good |  | Buy external | No |  |  |  | Yes | Yes | Yes
AT • ABSSTEM Technologies LLP | EEB38 | Cable Clamp,Circel Type,18 mm,PVC, | Electrical and Electronics-Bulk | Cable Clamp | Nos | 39171020 | 18.00 | 0.00 | Yes | Yes | No |  | finished_good |  | Buy external | No |  |  |  | Yes | Yes | Yes
AT • ABSSTEM Technologies LLP | EEB39 | Cable Clamp,Circel Type,20 mm,PVC, | Electrical and Electronics-Bulk | Cable Clamp | Nos | 39171020 | 18.00 | 0.00 | Yes | Yes | No |  | finished_good |  | Buy external | No |  |  |  | Yes | Yes | Yes
AT • ABSSTEM Technologies LLP | EEB4 | PVC Conduit,Pipe,PG25, | Electrical and Electronics-Bulk | PVC Conduit | Nos | 39171020 | 18.00 | 0.00 | Yes | Yes | No |  | finished_good |  | Buy external | No |  |  |  | Yes | Yes | Yes
AT • ABSSTEM Technologies LLP | EEB40 | Cable Clamp,Circel Type,25 mm,PVC, | Electrical and Electronics-Bulk | Cable Clamp | Nos | 39171020 | 18.00 | 0.00 | Yes | Yes | No |  | finished_good |  | Buy external | No |  |  |  | Yes | Yes | Yes
AT • ABSSTEM Technologies LLP | EEB41 | Cable Clamp,Circel Type,32 mm,PVC, | Electrical and Electronics-Bulk | Cable Clamp | Nos | 39171020 | 18.00 | 0.00 | Yes | Yes | No |  | finished_good |  | Buy external | No |  |  |  | Yes | Yes | Yes
AT • ABSSTEM Technologies LLP | EEB42 | Cable Clamp,Circel Type,40 mm,PVC, | Electrical and Electronics-Bulk | Cable Clamp | Nos | 39171020 | 18.00 | 0.00 | Yes | Yes | No |  | finished_good |  | Buy external | No |  |  |  | Yes | Yes | Yes
AT • ABSSTEM Technologies LLP | EEB43 | Cable Clamp,Circel Type,50 mm,PVC, | Electrical and Electronics-Bulk | Cable Clamp | Nos | 39171020 | 18.00 | 0.00 | Yes | Yes | No |  | finished_good |  | Buy external | No |  |  |  | Yes | Yes | Yes
AT • ABSSTEM Technologies LLP | EEB44 | Wall Gitti,For Screw Fixing,L-1.5",PVC, | Electrical and Electronics-Bulk | Wall Gitti | Nos | 731812 | 18.00 | 0.00 | Yes | Yes | No |  | finished_good |  | Buy external | No |  |  |  | Yes | Yes | Yes
AT • ABSSTEM Technologies LLP | EEB45 | Wall Gitti,For Screw Fixing,L-2",PVC, | Electrical and Electronics-Bulk | Wall Gitti | Nos | 731812 | 18.00 | 0.00 | Yes | Yes | No |  | finished_good |  | Buy external | No |  |  |  | Yes | Yes | Yes
AT • ABSSTEM Technologies LLP | EEB46 | Terminal Block,4 mm2,Grey,Selzer | Electrical and Electronics-Bulk | Terminal Block | Nos | 85389000 | 18.00 | 0.00 | Yes | Yes | No |  | finished_good |  | Buy external | No |  |  |  | Yes | Yes | Yes
AT • ABSSTEM Technologies LLP | EEB47 | Terminal Block,4 mm2,Grey,Selzer-Double-Deck | Electrical and Electronics-Bulk | Terminal Block | Nos | 85389000 | 18.00 | 0.00 | Yes | Yes | No |  | finished_good |  | Buy external | No |  |  |  | Yes | Yes | Yes
AT • ABSSTEM Technologies LLP | EEB48 | Terminal Block,4 mm2,Grey,Connectwell-Double-Deck | Electrical and Electronics-Bulk | Terminal Block | Nos | 85389000 | 18.00 | 0.00 | Yes | Yes | No |  | finished_good |  | Buy external | No |  |  |  | Yes | Yes | Yes
AT • ABSSTEM Technologies LLP | EEB49 | Wire,16 Core,1 mm2,,Copper, | Electrical and Electronics-Bulk | Wire | MTR | 85446020 | 18.00 | 0.00 | Yes | Yes | No |  | finished_good |  | Buy external | No |  |  |  | Yes | Yes | Yes
AT • ABSSTEM Technologies LLP | EEB5 | PVC Conduit,Pipe,PG35, | Electrical and Electronics-Bulk | PVC Conduit | Nos | 39171020 | 18.00 | 0.00 | Yes | Yes | No |  | finished_good |  | Buy external | No |  |  |  | Yes | Yes | Yes
AT • ABSSTEM Technologies LLP | EEB50 | Wire,2 Core - Twisted,0.5 mm2,,Copper, | Electrical and Electronics-Bulk | Wire | MTR | 85446020 | 18.00 | 0.00 | Yes | Yes | No |  | finished_good |  | Buy external | No |  |  |  | Yes | Yes | Yes
AT • ABSSTEM Technologies LLP | EEB51 | Terminal Block,2.5 mm2,Grey,Connectwell-CX (24 Amp) | Electrical and Electronics-Bulk | Terminal Block | Nos | 85389000 | 18.00 | 0.00 | Yes | Yes | No |  | finished_good |  | Buy external | No |  |  |  | Yes | Yes | Yes
AT • ABSSTEM Technologies LLP | EEB52 | Terminal Block,6 mm2,,Connectwell-Earthing-Feed Through | Electrical and Electronics-Bulk | Terminal Block | Nos | 85389000 | 18.00 | 0.00 | Yes | Yes | No |  | finished_good |  | Buy external | No |  |  |  | Yes | Yes | Yes
AT • ABSSTEM Technologies LLP | EEB53 | Thimble,Ring Type,1.5 mm2,,Copper | Electrical and Electronics-Bulk | Thimble | Nos | 8335 | 18.00 | 0.00 | Yes | Yes | No |  | finished_good |  | Buy external | No |  |  |  | Yes | Yes | Yes
AT • ABSSTEM Technologies LLP | EEB54 | Wire,3 Core,10 mm2,,Copper, | Electrical and Electronics-Bulk | Wire | MTR | 85446020 | 18.00 | 0.00 | Yes | Yes | No |  | finished_good |  | Buy external | No |  |  |  | Yes | Yes | Yes
AT • ABSSTEM Technologies LLP | EEB55 | Terminal Block,6 mm2,,Connectwell-Feed Through | Electrical and Electronics-Bulk | Terminal Block | Nos | 85389000 | 18.00 | 0.00 | Yes | Yes | No |  | finished_good |  | Buy external | No |  |  |  | Yes | Yes | Yes
AT • ABSSTEM Technologies LLP | EEB56 | Terminal Block,10 mm2,,Connectwell-CTS 10U 56Amp | Electrical and Electronics-Bulk | Terminal Block | Nos | 85389000 | 18.00 | 0.00 | Yes | Yes | No |  | finished_good |  | Buy external | No |  |  |  | Yes | Yes | Yes
AT • ABSSTEM Technologies LLP | EEB57 | Wire,6 Core,1 mm2,,Copper, | Electrical and Electronics-Bulk | Wire | MTR | 85446020 | 18.00 | 0.00 | Yes | Yes | No |  | finished_good |  | Buy external | No |  |  |  | Yes | Yes | Yes
AT • ABSSTEM Technologies LLP | EEB58 | Electric Channel,With Cover,PVC,45 X 45 mm | Electrical and Electronics-Bulk | Electric Channel | Nos | 73089090 | 18.00 | 0.00 | Yes | Yes | No |  | finished_good |  | Buy external | No |  |  |  | Yes | Yes | Yes
AT • ABSSTEM Technologies LLP | EEB59 | Ferrule,Heat Shrinkable Sleeve,Blank,PVC,White,,8 mm Dia | Electrical and Electronics-Bulk | Ferrule | Nos | 8536 | 18.00 | 0.00 | Yes | Yes | No |  | finished_good |  | Buy external | No |  |  |  | Yes | Yes | Yes
AT • ABSSTEM Technologies LLP | EEB6 | PVC Conduit,Pipe,PG50, | Electrical and Electronics-Bulk | PVC Conduit | Nos | 39171020 | 18.00 | 0.00 | Yes | Yes | No |  | finished_good |  | Buy external | No |  |  |  | Yes | Yes | Yes
AT • ABSSTEM Technologies LLP | EEB60 | Ferrule,Sleeve,Blank,PVC,White,,8 mm Dia | Electrical and Electronics-Bulk | Ferrule | Nos | 8536 | 18.00 | 0.00 | Yes | Yes | No |  | finished_good |  | Buy external | No |  |  |  | Yes | Yes | Yes
AT • ABSSTEM Technologies LLP | EEB61 | Ferrule,Sleeve,Blank,PVC,White,,4 mm Dia | Electrical and Electronics-Bulk | Ferrule | Nos | 8536 | 18.00 | 0.00 | Yes | Yes | No |  | finished_good |  | Buy external | No |  |  |  | Yes | Yes | Yes
AT • ABSSTEM Technologies LLP | EEB62 | Ferrule,Sleeve,Blank,PVC,White,,2.5 mm Dia | Electrical and Electronics-Bulk | Ferrule | Nos | 8536 | 18.00 | 0.00 | Yes | Yes | No |  | finished_good |  | Buy external | No |  |  |  | Yes | Yes | Yes
AT • ABSSTEM Technologies LLP | EEB63 | Electric Channel,With Cover,PVC,25 X 45 mm | Electrical and Electronics-Bulk | Electric Channel | Nos | 73089090 | 18.00 | 0.00 | Yes | Yes | No |  | finished_good |  | Buy external | No |  |  |  | Yes | Yes | Yes
AT • ABSSTEM Technologies LLP | EEB64 | Thimble,U Type,1.5 mm2,,Copper | Electrical and Electronics-Bulk | Thimble | Nos | 8335 | 18.00 | 0.00 | Yes | Yes | No |  | finished_good |  | Buy external | No |  |  |  | Yes | Yes | Yes
AT • ABSSTEM Technologies LLP | EEB65 | Wire,3.5 Core,16 mm2,Red/Yellow/Blue Black,Copper, | Electrical and Electronics-Bulk | Wire | MTR | 85446020 | 18.00 | 0.00 | Yes | Yes | No |  | finished_good |  | Buy external | No |  |  |  | Yes | Yes | Yes
AT • ABSSTEM Technologies LLP | EEB66 | Wire,3.5 Core,16 mm2,Red/Yellow/Blue Black,Aluminium, | Electrical and Electronics-Bulk | Wire | MTR | 85446020 | 18.00 | 0.00 | Yes | Yes | No |  | finished_good |  | Buy external | No |  |  |  | Yes | Yes | Yes
AT • ABSSTEM Technologies LLP | EEB67 | Ferrule,Sleeve,,PVC,Blank,,16 mm2 | Electrical and Electronics-Bulk | Ferrule | MTR | 8536 | 18.00 | 0.00 | Yes | Yes | No |  | finished_good |  | Buy external | No |  |  |  | Yes | Yes | Yes
AT • ABSSTEM Technologies LLP | EEB68 | Ferrule,Sleeve,,PVC,Blank,,10 mm2 | Electrical and Electronics-Bulk | Ferrule | MTR | 8536 | 18.00 | 0.00 | Yes | Yes | No |  | finished_good |  | Buy external | No |  |  |  | Yes | Yes | Yes
AT • ABSSTEM Technologies LLP | EEB69 | Terminal Block,10 mm2,Green,Selzer | Electrical and Electronics-Bulk | Terminal Block | Nos | 85389000 | 18.00 | 0.00 | Yes | Yes | No |  | finished_good |  | Buy external | No |  |  |  | Yes | Yes | Yes
AT • ABSSTEM Technologies LLP | EEB7 | PVC Conduit,Gland,PG9, | Electrical and Electronics-Bulk | PVC Conduit | Nos | 39171020 | 18.00 | 0.00 | Yes | Yes | No |  | finished_good |  | Buy external | No |  |  |  | Yes | Yes | Yes
AT • ABSSTEM Technologies LLP | EEB70 | Wire,Ethernet Cable,Standard,,, | Electrical and Electronics-Bulk | Wire | MTR | 85446020 | 18.00 | 0.00 | Yes | Yes | No |  | finished_good |  | Buy external | No |  |  |  | Yes | Yes | Yes
AT • ABSSTEM Technologies LLP | EEB71 | Legends,Dryer ON,D-Type,,22.5 mm,Black,Aluminium | Electrical and Electronics-Bulk | Legends | Nos | 8538 | 18.00 | 0.00 | Yes | Yes | No |  | finished_good |  | Buy external | No |  |  |  | Yes | Yes | Yes
AT • ABSSTEM Technologies LLP | EEB72 | Legends,Dryer Trip,D-Type,,22.5 mm,Black,Aluminium | Electrical and Electronics-Bulk | Legends | Nos | 8538 | 18.00 | 0.00 | Yes | Yes | No |  | finished_good |  | Buy external | No |  |  |  | Yes | Yes | Yes
AT • ABSSTEM Technologies LLP | EEB73 | Legends,Buzzer,D-Type,,22.5 mm,Black,Aluminium | Electrical and Electronics-Bulk | Legends | Nos | 8538 | 18.00 | 0.00 | Yes | Yes | No |  | finished_good |  | Buy external | No |  |  |  | Yes | Yes | Yes
AT • ABSSTEM Technologies LLP | EEB74 | Legends,LP Compressor 1 ON,D-Type,,22.5 mm,Black,Aluminium | Electrical and Electronics-Bulk | Legends | Nos | 8538 | 18.00 | 0.00 | Yes | Yes | No |  | finished_good |  | Buy external | No |  |  |  | Yes | Yes | Yes
AT • ABSSTEM Technologies LLP | EEB75 | Legends,LP Compressor 2 ON,D-Type,,22.5 mm,Black,Aluminium | Electrical and Electronics-Bulk | Legends | Nos | 8538 | 18.00 | 0.00 | Yes | Yes | No |  | finished_good |  | Buy external | No |  |  |  | Yes | Yes | Yes
AT • ABSSTEM Technologies LLP | EEB76 | Legends,LP Compressor 3 ON,D-Type,,22.5 mm,Black,Aluminium | Electrical and Electronics-Bulk | Legends | Nos | 8538 | 18.00 | 0.00 | Yes | Yes | No |  | finished_good |  | Buy external | No |  |  |  | Yes | Yes | Yes
AT • ABSSTEM Technologies LLP | EEB77 | Legends,LP Compressor 1 Trip,D-Type,,22.5 mm,Black,Aluminium | Electrical and Electronics-Bulk | Legends | Nos | 8538 | 18.00 | 0.00 | Yes | Yes | No |  | finished_good |  | Buy external | No |  |  |  | Yes | Yes | Yes
AT • ABSSTEM Technologies LLP | EEB78 | Legends,LP Compressor 2 Trip,D-Type,,22.5 mm,Black,Aluminium | Electrical and Electronics-Bulk | Legends | Nos | 8538 | 18.00 | 0.00 | Yes | Yes | No |  | finished_good |  | Buy external | No |  |  |  | Yes | Yes | Yes
AT • ABSSTEM Technologies LLP | EEB79 | Legends,LP Compressor 3 Trip,D-Type,,22.5 mm,Black,Aluminium | Electrical and Electronics-Bulk | Legends | Nos | 8538 | 18.00 | 0.00 | Yes | Yes | No |  | finished_good |  | Buy external | No |  |  |  | Yes | Yes | Yes
AT • ABSSTEM Technologies LLP | EEB8 | PVC Conduit,Gland,PG16, | Electrical and Electronics-Bulk | PVC Conduit | Nos | 39171020 | 18.00 | 0.00 | Yes | Yes | No |  | finished_good |  | Buy external | No |  |  |  | Yes | Yes | Yes
AT • ABSSTEM Technologies LLP | EEB80 | Legends,HP Compressor 1 ON,D-Type,,22.5 mm,Black,Aluminium | Electrical and Electronics-Bulk | Legends | Nos | 8538 | 18.00 | 0.00 | Yes | Yes | No |  | finished_good |  | Buy external | No |  |  |  | Yes | Yes | Yes
AT • ABSSTEM Technologies LLP | EEB81 | Legends,HP Compressor 2 ON,D-Type,,22.5 mm,Black,Aluminium | Electrical and Electronics-Bulk | Legends | Nos | 8538 | 18.00 | 0.00 | Yes | Yes | No |  | finished_good |  | Buy external | No |  |  |  | Yes | Yes | Yes
AT • ABSSTEM Technologies LLP | EEB82 | Legends,HP Compressor 3 ON,D-Type,,22.5 mm,Black,Aluminium | Electrical and Electronics-Bulk | Legends | Nos | 8538 | 18.00 | 0.00 | Yes | Yes | No |  | finished_good |  | Buy external | No |  |  |  | Yes | Yes | Yes
AT • ABSSTEM Technologies LLP | EEB83 | Legends,HP Compressor 1 Trip,D-Type,,22.5 mm,Black,Aluminium | Electrical and Electronics-Bulk | Legends | Nos | 8538 | 18.00 | 0.00 | Yes | Yes | No |  | finished_good |  | Buy external | No |  |  |  | Yes | Yes | Yes
AT • ABSSTEM Technologies LLP | EEB84 | Legends,HP Compressor 2 Trip,D-Type,,22.5 mm,Black,Aluminium | Electrical and Electronics-Bulk | Legends | Nos | 8538 | 18.00 | 0.00 | Yes | Yes | No |  | finished_good |  | Buy external | No |  |  |  | Yes | Yes | Yes
AT • ABSSTEM Technologies LLP | EEB85 | Legends,HP Compressor 3 Trip,D-Type,,22.5 mm,Black,Aluminium | Electrical and Electronics-Bulk | Legends | Nos | 8538 | 18.00 | 0.00 | Yes | Yes | No |  | finished_good |  | Buy external | No |  |  |  | Yes | Yes | Yes
AT • ABSSTEM Technologies LLP | EEB86 | Terminal Block,16 mm2,Yellow/Green,Selzer-Earthing | Electrical and Electronics-Bulk | Terminal Block | Nos | 85389000 | 18.00 | 0.00 | Yes | Yes | No |  | finished_good |  | Buy external | No |  |  |  | Yes | Yes | Yes
AT • ABSSTEM Technologies LLP | EEB87 | Terminal Block,4 mm2,Yellow/Green,Selzer-Earthing | Electrical and Electronics-Bulk | Terminal Block | Nos | 85389000 | 18.00 | 0.00 | Yes | Yes | No |  | finished_good |  | Buy external | No |  |  |  | Yes | Yes | Yes
AT • ABSSTEM Technologies LLP | EEB88 | Thimble,Pin Type-Twin-with Insulated Ferrule,0.75 to 1 mm2,,Tinned Copper | Electrical and Electronics-Bulk | Thimble | Nos | 8335 | 18.00 | 0.00 | Yes | Yes | No |  | finished_good |  | Buy external | No |  |  |  | Yes | Yes | Yes
AT • ABSSTEM Technologies LLP | EEB89 | Terminal Block,95 mm2,Gray,Selzer | Electrical and Electronics-Bulk | Terminal Block | Nos | 85389000 | 18.00 | 0.00 | Yes | Yes | No |  | finished_good |  | Buy external | No |  |  |  | Yes | Yes | Yes
AT • ABSSTEM Technologies LLP | EEB9 | PVC Conduit,Gland,PG21, | Electrical and Electronics-Bulk | PVC Conduit | Nos | 39171020 | 18.00 | 0.00 | Yes | Yes | No |  | finished_good |  | Buy external | No |  |  |  | Yes | Yes | Yes
AT • ABSSTEM Technologies LLP | EEB90 | Terminal Block,4 mm2,Yellow-Green,Connectwell-CXG4(Spiral Clamp Ground) | Electrical and Electronics-Bulk | Terminal Block | Nos | 85389000 | 18.00 | 0.00 | Yes | Yes | No |  | finished_good |  | Buy external | No |  |  |  | Yes | Yes | Yes
AT • ABSSTEM Technologies LLP | EEB91 | Wire,10 Core,0.5 mm2,,Copper,Polycab | Electrical and Electronics-Bulk | Wire | MTR | 85446020 | 18.00 | 0.00 | Yes | Yes | No |  | finished_good |  | Buy external | No |  |  |  | Yes | Yes | Yes
AT • ABSSTEM Technologies LLP | EEB92 | End Clamp,,Gray,Connectwell-Polymide Screwless(CA103/CA104) | Electrical and Electronics-Bulk | End Clamp | Nos | 8538 | 18.00 | 0.00 | Yes | Yes | No |  | finished_good |  | Buy external | No |  |  |  | Yes | Yes | Yes
AT • ABSSTEM Technologies LLP | EEB93 | Wire,2 Core,0.5 mm2,,Copper,Polycab-Cable Shielded (Thermocouple) | Electrical and Electronics-Bulk | Wire | MTR | 85446020 | 18.00 | 0.00 | Yes | Yes | No |  | finished_good |  | Buy external | No |  |  |  | Yes | Yes | Yes
AT • ABSSTEM Technologies LLP | EEB94 | Ferrule,Heat Shrinkable Sleeve,Blank,PVC,Black,,2 mm Dia | Electrical and Electronics-Bulk | Ferrule | Nos | 8536 | 18.00 | 0.00 | Yes | Yes | No |  | finished_good |  | Buy external | No |  |  |  | Yes | Yes | Yes
AT • ABSSTEM Technologies LLP | EEB95 | Cable Spiral,For Wire,3 mm,PVC, | Electrical and Electronics-Bulk | Cable Spiral | Nos | 8544 | 18.00 | 0.00 | Yes | Yes | No |  | finished_good |  | Buy external | No |  |  |  | Yes | Yes | Yes
AT • ABSSTEM Technologies LLP | EEB96 | Cable Spiral,For Wire,9 mm,PVC, | Electrical and Electronics-Bulk | Cable Spiral | Nos | 8544 | 18.00 | 0.00 | Yes | Yes | No |  | finished_good |  | Buy external | No |  |  |  | Yes | Yes | Yes
AT • ABSSTEM Technologies LLP | EEB97 | Wire,Cable-DP Male to HDMI Female Converter,,,,CONV6 | Electrical and Electronics-Bulk | Wire | Nos | 8544 | 18.00 | 0.00 | Yes | Yes | No |  | finished_good |  | Buy external | No |  |  |  | Yes | Yes | Yes
AT • ABSSTEM Technologies LLP | EEB98 | Wire,Cable-HDMI,1.5 Mtr,,, | Electrical and Electronics-Bulk | Wire | Nos | 8544 | 18.00 | 0.00 | Yes | Yes | No |  | finished_good |  | Buy external | No |  |  |  | Yes | Yes | Yes
AT • ABSSTEM Technologies LLP | EEB99 | Terminal Block,0.2 - 4 mm2,Yellow-Green,Connectwell-CTSG4 (24 - 10 AWS) | Electrical and Electronics-Bulk | Terminal Block | Nos | 8538 | 18.00 | 0.00 | Yes | Yes | No |  | finished_good |  | Buy external | No |  |  |  | Yes | Yes | Yes
AT • ABSSTEM Technologies LLP | FA152 | Factory,Welding Machine,DC Inverter Tig Welding (TIG G005), | Fixed Assets | Factory | Nos | 851521 | 18.00 | 0.00 | Yes | Yes | No |  | finished_good |  | Buy external | No |  |  |  | Yes | Yes | Yes
AT • ABSSTEM Technologies LLP | FA153 | Factory,Fire Fighting Pipe,3 Inch,Red Color | Fixed Assets | Factory | Nos | 7307 | 18.00 | 0.00 | Yes | Yes | No |  | finished_good |  | Buy external | No |  |  |  | Yes | Yes | Yes
AT • ABSSTEM Technologies LLP | FA154 | Factory,Water Dispenser,Hot & Cool,Voltas | Fixed Assets | Factory | Nos | 84186920 | 18.00 | 0.00 | Yes | Yes | No |  | finished_good |  | Buy external | No |  |  |  | Yes | Yes | Yes
AT • ABSSTEM Technologies LLP | FA155 | Factory,Cooler,30 Inch,Shree Shyam | Fixed Assets | Factory | Nos | 8479 | 18.00 | 0.00 | Yes | Yes | No |  | finished_good |  | Buy external | No |  |  |  | Yes | Yes | Yes
AT • ABSSTEM Technologies LLP | FA156 | Factory,Cooler,Small,Triveni | Fixed Assets | Factory | Nos | 8479 | 18.00 | 0.00 | Yes | Yes | No |  | finished_good |  | Buy external | No |  |  |  | Yes | Yes | Yes
AT • ABSSTEM Technologies LLP | FA157 | Factory,Cooler,75 Ltr, | Fixed Assets | Factory | Nos | 4879600 | 18.00 | 0.00 | Yes | Yes | No |  | finished_good |  | Buy external | No |  |  |  | Yes | Yes | Yes
AT • ABSSTEM Technologies LLP | FA158 | Factory,Industrial Fan,18 Inch,INDO | Fixed Assets | Factory | Nos | 841451 | 18.00 | 0.00 | Yes | Yes | No |  | finished_good |  | Buy external | No |  |  |  | Yes | Yes | Yes
AT • ABSSTEM Technologies LLP | FA159 | Factory,Crane,2 Ton,Electric Hoist | Fixed Assets | Factory | Nos | 8425 | 18.00 | 0.00 | Yes | Yes | No |  | finished_good |  | Buy external | No |  |  |  | Yes | Yes | Yes
AT • ABSSTEM Technologies LLP | FA160 | Factory,DG,Eicher Engines,Jaycee-TMTL | Fixed Assets | Factory | Nos | 8502 | 18.00 | 0.00 | Yes | Yes | No |  | finished_good |  | Buy external | No |  |  |  | Yes | Yes | Yes
AT • ABSSTEM Technologies LLP | FA161 | Factory,Painting Booth,, | Fixed Assets | Factory | Nos | 8421 | 18.00 | 0.00 | Yes | Yes | No |  | finished_good |  | Buy external | No |  |  |  | Yes | Yes | Yes
AT • ABSSTEM Technologies LLP | FA162 | Factory,Plant,, | Fixed Assets | Factory | Nos | 604 | 18.00 | 0.00 | Yes | Yes | No |  | finished_good |  | Buy external | No |  |  |  | Yes | Yes | Yes
AT • ABSSTEM Technologies LLP | FA163 | Factory,Banchwise,,Lion | Fixed Assets | Factory | Nos | 8205 | 18.00 | 0.00 | Yes | Yes | No |  | finished_good |  | Buy external | No |  |  |  | Yes | Yes | Yes
AT • ABSSTEM Technologies LLP | FA164 | Factory,Hand Pallet,, | Fixed Assets | Factory | Nos | 842790 | 18.00 | 0.00 | Yes | Yes | No |  | finished_good |  | Buy external | No |  |  |  | Yes | Yes | Yes
AT • ABSSTEM Technologies LLP | FA165 | Factory,Weighing Machine,500 Kg,20036 | Fixed Assets | Factory | Nos | 8423 | 18.00 | 0.00 | Yes | Yes | No |  | finished_good |  | Buy external | No |  |  |  | Yes | Yes | Yes
AT • ABSSTEM Technologies LLP | FA166 | Factory,Barcode Printer,,TSC | Fixed Assets | Factory | Nos | 847160 | 18.00 | 0.00 | Yes | Yes | No |  | finished_good |  | Buy external | No |  |  |  | Yes | Yes | Yes
AT • ABSSTEM Technologies LLP | FA167 | Factory,Barcode Reader,,PRC-Newland-NLS-HR52 | Fixed Assets | Factory | Nos | 84716050 | 18.00 | 0.00 | Yes | Yes | No |  | finished_good |  | Buy external | No |  |  |  | Yes | Yes | Yes
AT • ABSSTEM Technologies LLP | FA168 | Factory,SS Table,L1520 X W760 X 810 mm, | Fixed Assets | Factory | Nos | 732393 | 18.00 | 0.00 | Yes | Yes | No |  | finished_good |  | Buy external | No |  |  |  | Yes | Yes | Yes
AT • ABSSTEM Technologies LLP | FA169 | Factory,SS Table,L1180 X W745 X 760 mm, | Fixed Assets | Factory | Nos | 732393 | 18.00 | 0.00 | Yes | Yes | No |  | finished_good |  | Buy external | No |  |  |  | Yes | Yes | Yes
AT • ABSSTEM Technologies LLP | FA170 | Factory,Crane weighing Machine,2 Ton, | Fixed Assets | Factory | Nos | 8428 | 18.00 | 0.00 | Yes | Yes | No |  | finished_good |  | Buy external | No |  |  |  | Yes | Yes | Yes
AT • ABSSTEM Technologies LLP | FA171 | Factory,Jarry Can,5 Ltr, | Fixed Assets | Factory | Nos | 39233090 | 18.00 | 0.00 | Yes | Yes | No |  | finished_good |  | Buy external | No |  |  |  | Yes | Yes | Yes
AT • ABSSTEM Technologies LLP | FA172 | Factory,Racks,MS, | Fixed Assets | Factory | Nos | 830210 | 18.00 | 0.00 | Yes | Yes | No |  | finished_good |  | Buy external | No |  |  |  | Yes | Yes | Yes
AT • ABSSTEM Technologies LLP | FA173 | Factory,Almirah,MS, | Fixed Assets | Factory | Nos | 940320 | 18.00 | 0.00 | Yes | Yes | No |  | finished_good |  | Buy external | No |  |  |  | Yes | Yes | Yes
AT • ABSSTEM Technologies LLP | FA174 | Factory,Almirah,Wooden, | Fixed Assets | Factory | Nos | 940320 | 18.00 | 0.00 | Yes | Yes | No |  | finished_good |  | Buy external | No |  |  |  | Yes | Yes | Yes
AT • ABSSTEM Technologies LLP | FA175 | Factory,Fire Extinguisger,, | Fixed Assets | Factory | Nos | 8424 | 18.00 | 0.00 | Yes | Yes | No |  | finished_good |  | Buy external | No |  |  |  | Yes | Yes | Yes
AT • ABSSTEM Technologies LLP | FA176 | Factory,Hydraulic Manual Stacker,Lifting Capacity-2000 Kg, | Fixed Assets | Factory | Nos | 84279000 | 18.00 | 0.00 | Yes | Yes | No |  | finished_good |  | Buy external | No |  |  |  | Yes | Yes | Yes
AT • ABSSTEM Technologies LLP | FA177 | Office,Split AC,1.5 Ton,LG | Fixed Assets | Office | Nos | 8415 | 18.00 | 0.00 | Yes | Yes | No |  | finished_good |  | Buy external | No |  |  |  | Yes | Yes | Yes
AT • ABSSTEM Technologies LLP | FA178 | Office,Split AC,1.5 Ton,Panasonic | Fixed Assets | Office | Nos | 8415 | 18.00 | 0.00 | Yes | Yes | No |  | finished_good |  | Buy external | No |  |  |  | Yes | Yes | Yes
AT • ABSSTEM Technologies LLP | FA179 | Office,Cassete AC,2 Ton,LG | Fixed Assets | Office | Nos | 8415 | 18.00 | 0.00 | Yes | Yes | No |  | finished_good |  | Buy external | No |  |  |  | Yes | Yes | Yes
AT • ABSSTEM Technologies LLP | FA180 | Office,Cassete AC,3 Ton,LG | Fixed Assets | Office | Nos | 8415 | 18.00 | 0.00 | Yes | Yes | No |  | finished_good |  | Buy external | No |  |  |  | Yes | Yes | Yes
AT • ABSSTEM Technologies LLP | FA181 | Office,Window AC,1.5 Ton,LG | Fixed Assets | Office | Nos | 8415 | 18.00 | 0.00 | Yes | Yes | No |  | finished_good |  | Buy external | No |  |  |  | Yes | Yes | Yes
AT • ABSSTEM Technologies LLP | FA182 | Office,Printer,Black and White,Canon-MF244DW | Fixed Assets | Office | Nos | 84433100 | 18.00 | 0.00 | Yes | Yes | No |  | finished_good |  | Buy external | No |  |  |  | Yes | Yes | Yes
AT • ABSSTEM Technologies LLP | FA183 | Office,Printer,Color,Epson-L14150 | Fixed Assets | Office | Nos | 84433100 | 18.00 | 0.00 | Yes | Yes | No |  | finished_good |  | Buy external | No |  |  |  | Yes | Yes | Yes
AT • ABSSTEM Technologies LLP | FA184 | Office,Printer,Black and White,Brother-B7535DW | Fixed Assets | Office | Nos | 84433100 | 18.00 | 0.00 | Yes | Yes | No |  | finished_good |  | Buy external | No |  |  |  | Yes | Yes | Yes
AT • ABSSTEM Technologies LLP | FA185 | Office,Coffee Maker,,Atlantics,(Amazon) | Fixed Assets | Office | Nos | 8516 | 18.00 | 0.00 | Yes | Yes | No |  | finished_good |  | Buy external | No |  |  |  | Yes | Yes | Yes
AT • ABSSTEM Technologies LLP | FA186 | Office,Calculator,,Casio | Fixed Assets | Office | Nos | 847010 | 18.00 | 0.00 | Yes | Yes | No |  | finished_good |  | Buy external | No |  |  |  | Yes | Yes | Yes
AT • ABSSTEM Technologies LLP | FA187 | Office,Water Dispenser,Hot & Cool,Voltas | Fixed Assets | Office | Nos | 84186920 | 18.00 | 0.00 | Yes | Yes | No |  | finished_good |  | Buy external | No |  |  |  | Yes | Yes | Yes
AT • ABSSTEM Technologies LLP | FA188 | Office,Heater,,Bajaj-RHX 2 | Fixed Assets | Office | Nos | 8516 | 18.00 | 0.00 | Yes | Yes | No |  | finished_good |  | Buy external | No |  |  |  | Yes | Yes | Yes
AT • ABSSTEM Technologies LLP | FA189 | Office,Wall Fan,,Orient | Fixed Assets | Office | Nos | 8414 | 18.00 | 0.00 | Yes | Yes | No |  | finished_good |  | Buy external | No |  |  |  | Yes | Yes | Yes
AT • ABSSTEM Technologies LLP | FA190 | Office,Wall Fan,60 W,D47 X W20.5 X H47 cm,Crompton | Fixed Assets | Office | Nos | 8414 | 18.00 | 0.00 | Yes | Yes | No |  | finished_good |  | Buy external | No |  |  |  | Yes | Yes | Yes
AT • ABSSTEM Technologies LLP | FA191 | Office,Camera,DLSR,Canon-SX540HS | Fixed Assets | Office | Nos | 8525 | 18.00 | 0.00 | Yes | Yes | No |  | finished_good |  | Buy external | No |  |  |  | Yes | Yes | Yes
AT • ABSSTEM Technologies LLP | FA192 | Office,Security Camera,,Hikvision | Fixed Assets | Office | Nos | 852580 | 18.00 | 0.00 | Yes | Yes | No |  | finished_good |  | Buy external | No |  |  |  | Yes | Yes | Yes
AT • ABSSTEM Technologies LLP | FA193 | Office,Security Camera,,CP Plus | Fixed Assets | Office | Nos | 852580 | 18.00 | 0.00 | Yes | Yes | No |  | finished_good |  | Buy external | No |  |  |  | Yes | Yes | Yes
AT • ABSSTEM Technologies LLP | FA194 | Office,Desktop,Assembled,Zebronic | Fixed Assets | Office | Nos | 8471 | 18.00 | 0.00 | Yes | Yes | No |  | finished_good |  | Buy external | No |  |  |  | Yes | Yes | Yes
AT • ABSSTEM Technologies LLP | FA195 | Office,Desktop,Assembled,HP | Fixed Assets | Office | Nos | 8471 | 18.00 | 0.00 | Yes | Yes | No |  | finished_good |  | Buy external | No |  |  |  | Yes | Yes | Yes
AT • ABSSTEM Technologies LLP | FA196 | Office,Desktop,Assembled,Zbster | Fixed Assets | Office | Nos | 8471 | 18.00 | 0.00 | Yes | Yes | No |  | finished_good |  | Buy external | No |  |  |  | Yes | Yes | Yes
AT • ABSSTEM Technologies LLP | FA197 | Office,Desktop,Assembled,LG | Fixed Assets | Office | Nos | 8471 | 18.00 | 0.00 | Yes | Yes | No |  | finished_good |  | Buy external | No |  |  |  | Yes | Yes | Yes
AT • ABSSTEM Technologies LLP | FA198 | Office,Laptop,18 Inch,HP-i3 | Fixed Assets | Office | Nos | 847130 | 18.00 | 0.00 | Yes | Yes | No |  | finished_good |  | Buy external | No |  |  |  | Yes | Yes | Yes
AT • ABSSTEM Technologies LLP | FA199 | Office,Laptop,24 Inch,Dell-i3 | Fixed Assets | Office | Nos | 847130 | 18.00 | 0.00 | Yes | Yes | No |  | finished_good |  | Buy external | No |  |  |  | Yes | Yes | Yes
AT • ABSSTEM Technologies LLP | FA200 | Office,Laptop,18 Inch,Dell-i3 | Fixed Assets | Office | Nos | 847130 | 18.00 | 0.00 | Yes | Yes | No |  | finished_good |  | Buy external | No |  |  |  | Yes | Yes | Yes
AT • ABSSTEM Technologies LLP | FA201 | Office,Laptop,14 Inch,Dell-i3 | Fixed Assets | Office | Nos | 847130 | 18.00 | 0.00 | Yes | Yes | No |  | finished_good |  | Buy external | No |  |  |  | Yes | Yes | Yes
AT • ABSSTEM Technologies LLP | FA202 | Office,Laptop,15.6 Inch,8GB Ram,1 TB Hard Disk,256GB SSD,Lenovo-Legion-i5 | Fixed Assets | Office | Nos | 847130 | 18.00 | 0.00 | Yes | Yes | No |  | finished_good |  | Buy external | No |  |  |  | Yes | Yes | Yes
AT • ABSSTEM Technologies LLP | FA203 | Office,LED Smart TV,75 Inch,LG-101CBWC01513 | Fixed Assets | Office | Nos | 84715000 | 18.00 | 0.00 | Yes | Yes | No |  | finished_good |  | Buy external | No |  |  |  | Yes | Yes | Yes
AT • ABSSTEM Technologies LLP | FA204 | Office,LED TV,32 Inch,TCL-32565A | Fixed Assets | Office | Nos | 852872 | 18.00 | 0.00 | Yes | Yes | No |  | finished_good |  | Buy external | No |  |  |  | Yes | Yes | Yes
AT • ABSSTEM Technologies LLP | FA205 | Office,LED TV,24 Inch,Kodak | Fixed Assets | Office | Nos | 8528 | 18.00 | 0.00 | Yes | Yes | No |  | finished_good |  | Buy external | No |  |  |  | Yes | Yes | Yes
AT • ABSSTEM Technologies LLP | FA206 | Office,Refrigerator,192 Ltr,Whirlpool | Fixed Assets | Office | Nos | 84182900 | 18.00 | 0.00 | Yes | Yes | No |  | finished_good |  | Buy external | No |  |  |  | Yes | Yes | Yes
AT • ABSSTEM Technologies LLP | FA207 | Office,Router,Internet,D-Link | Fixed Assets | Office | Nos | 8517 | 18.00 | 0.00 | Yes | Yes | No |  | finished_good |  | Buy external | No |  |  |  | Yes | Yes | Yes
AT • ABSSTEM Technologies LLP | FA208 | Office,Router,Internet,Tenda | Fixed Assets | Office | Nos | 8517 | 18.00 | 0.00 | Yes | Yes | No |  | finished_good |  | Buy external | No |  |  |  | Yes | Yes | Yes
AT • ABSSTEM Technologies LLP | FA209 | Office,Router,Internet,TP Link | Fixed Assets | Office | Nos | 8517 | 18.00 | 0.00 | Yes | Yes | No |  | finished_good |  | Buy external | No |  |  |  | Yes | Yes | Yes
AT • ABSSTEM Technologies LLP | FA210 | Office,Intercom,Landline,Panasonic | Fixed Assets | Office | Nos | 8517 | 18.00 | 0.00 | Yes | Yes | No |  | finished_good |  | Buy external | No |  |  |  | Yes | Yes | Yes
AT • ABSSTEM Technologies LLP | FA211 | Office,Intercom,Landline,Beetel | Fixed Assets | Office | Nos | 8517 | 18.00 | 0.00 | Yes | Yes | No |  | finished_good |  | Buy external | No |  |  |  | Yes | Yes | Yes
AT • ABSSTEM Technologies LLP | FA212 | Office,Laptop Heat Pad,, | Fixed Assets | Office | Nos | 8471 | 18.00 | 0.00 | Yes | Yes | No |  | finished_good |  | Buy external | No |  |  |  | Yes | Yes | Yes
AT • ABSSTEM Technologies LLP | FA213 | Office,Mouse Pad,, | Fixed Assets | Office | Nos | 3926 | 18.00 | 0.00 | Yes | Yes | No |  | finished_good |  | Buy external | No |  |  |  | Yes | Yes | Yes
AT • ABSSTEM Technologies LLP | FA214 | Office,Chair,,Intellio | Fixed Assets | Office | Nos | 940330 | 18.00 | 0.00 | Yes | Yes | No |  | finished_good |  | Buy external | No |  |  |  | Yes | Yes | Yes
AT • ABSSTEM Technologies LLP | FA215 | Office,Table,,Intellio | Fixed Assets | Office | Nos | 940330 | 18.00 | 0.00 | Yes | Yes | No |  | finished_good |  | Buy external | No |  |  |  | Yes | Yes | Yes
AT • ABSSTEM Technologies LLP | FA216 | Office,Tab,10.3 Inch,4 X 128 GB,Lenovo | Fixed Assets | Office | Nos | 84714110 | 18.00 | 0.00 | Yes | Yes | No |  | finished_good |  | Buy external | No |  |  |  | Yes | Yes | Yes
AT • ABSSTEM Technologies LLP | FA217 | Office,TV Floor Mount Stand,75 Inch, | Fixed Assets | Office | Nos | 830230 | 18.00 | 0.00 | Yes | Yes | No |  | finished_good |  | Buy external | No |  |  |  | Yes | Yes | Yes
AT • ABSSTEM Technologies LLP | FA218 | Office,Microwave Oven,,IFBMW17PMMECI | Fixed Assets | Office | Nos | 85165000 | 18.00 | 0.00 | Yes | Yes | No |  | finished_good |  | Buy external | No |  |  |  | Yes | Yes | Yes
AT • ABSSTEM Technologies LLP | FA219 | Office,Power Bank,10000 MAH Battery, | Fixed Assets | Office | Nos | 85078000 | 18.00 | 0.00 | Yes | Yes | No |  | finished_good |  | Buy external | No |  |  |  | Yes | Yes | Yes
AT • ABSSTEM Technologies LLP | FA220 | Office,Biometric Machine,Face recognition, | Fixed Assets | Office | Nos | 854370 | 18.00 | 0.00 | Yes | Yes | No |  | finished_good |  | Buy external | No |  |  |  | Yes | Yes | Yes
AT • ABSSTEM Technologies LLP | FA221 | Office,Biometric Machine,Passcode,eSSL | Fixed Assets | Office | Nos | 854370 | 18.00 | 0.00 | Yes | Yes | No |  | finished_good |  | Buy external | No |  |  |  | Yes | Yes | Yes
AT • ABSSTEM Technologies LLP | FA222 | Office,Almirah,Wooden, | Fixed Assets | Office | Nos | 940320 | 18.00 | 0.00 | Yes | Yes | No |  | finished_good |  | Buy external | No |  |  |  | Yes | Yes | Yes
AT • ABSSTEM Technologies LLP | FA223 | Office,Sofa,, | Fixed Assets | Office | Nos | 940330 | 18.00 | 0.00 | Yes | Yes | No |  | finished_good |  | Buy external | No |  |  |  | Yes | Yes | Yes
AT • ABSSTEM Technologies LLP | FA224 | Office,Stablizer,,IFB | Fixed Assets | Office | Nos | 850440 | 18.00 | 0.00 | Yes | Yes | No |  | finished_good |  | Buy external | No |  |  |  | Yes | Yes | Yes
AT • ABSSTEM Technologies LLP | FA225 | Office,Invertor,,Microtech | Fixed Assets | Office | Nos | 850490 | 18.00 | 0.00 | Yes | Yes | No |  | finished_good |  | Buy external | No |  |  |  | Yes | Yes | Yes
AT • ABSSTEM Technologies LLP | FA226 | Office,Battery,, | Fixed Assets | Office | Nos | 850490 | 18.00 | 0.00 | Yes | Yes | No |  | finished_good |  | Buy external | No |  |  |  | Yes | Yes | Yes
AT • ABSSTEM Technologies LLP | FA227 | Office,Monitor Screen,22 Inch, | Fixed Assets | Office | Nos | 8471 | 18.00 | 0.00 | Yes | Yes | No |  | finished_good |  | Buy external | No |  |  |  | Yes | Yes | Yes
AT • ABSSTEM Technologies LLP | FA228 | Office,Electrical Panel,, | Fixed Assets | Office | Nos | 8537 | 18.00 | 0.00 | Yes | Yes | No |  | finished_good |  | Buy external | No |  |  |  | Yes | Yes | Yes
AT • ABSSTEM Technologies LLP | FA229 | Office,Electricity Meter,, | Fixed Assets | Office | Nos | 9028 | 18.00 | 0.00 | Yes | Yes | No |  | finished_good |  | Buy external | No |  |  |  | Yes | Yes | Yes
AT • ABSSTEM Technologies LLP | FA230 | Office,Plant Pot,7 Inch, | Fixed Assets | Office | Nos | 604 | 18.00 | 0.00 | Yes | Yes | No |  | finished_good |  | Buy external | No |  |  |  | Yes | Yes | Yes
AT • ABSSTEM Technologies LLP | FA231 | Office,Plant Pot,14 Inch, | Fixed Assets | Office | Nos | 604 | 18.00 | 0.00 | Yes | Yes | No |  | finished_good |  | Buy external | No |  |  |  | Yes | Yes | Yes
AT • ABSSTEM Technologies LLP | FA232 | Office,Plant Pot,16 Inch, | Fixed Assets | Office | Nos | 604 | 18.00 | 0.00 | Yes | Yes | No |  | finished_good |  | Buy external | No |  |  |  | Yes | Yes | Yes
AT • ABSSTEM Technologies LLP | FA233 | Office,Plant Pot,30 inch, | Fixed Assets | Office | Nos | 604 | 18.00 | 0.00 | Yes | Yes | No |  | finished_good |  | Buy external | No |  |  |  | Yes | Yes | Yes
AT • ABSSTEM Technologies LLP | FA234 | Office,Plant Pot,10 inch, | Fixed Assets | Office | Nos | 604 | 18.00 | 0.00 | Yes | Yes | No |  | finished_good |  | Buy external | No |  |  |  | Yes | Yes | Yes
AT • ABSSTEM Technologies LLP | FA235 | Office,Gym Tools,, | Fixed Assets | Office | Nos | 8506 | 18.00 | 0.00 | Yes | Yes | No |  | finished_good |  | Buy external | No |  |  |  | Yes | Yes | Yes
AT • ABSSTEM Technologies LLP | FA236 | Office,Water Moter,, | Fixed Assets | Office | Nos | 841330 | 18.00 | 0.00 | Yes | Yes | No |  | finished_good |  | Buy external | No |  |  |  | Yes | Yes | Yes
AT • ABSSTEM Technologies LLP | FA237 | Office,Laptop Battery,,HP | Fixed Assets | Office | Nos | 8507 | 18.00 | 0.00 | Yes | Yes | No |  | finished_good |  | Buy external | No |  |  |  | Yes | Yes | Yes
AT • ABSSTEM Technologies LLP | FA238 | Office,Laptop Battery,,Dell-6440 | Fixed Assets | Office | Nos | 8471 | 18.00 | 0.00 | Yes | Yes | No |  | finished_good |  | Buy external | No |  |  |  | Yes | Yes | Yes
AT • ABSSTEM Technologies LLP | FA239 | Office,Mouse,Wired, | Fixed Assets | Office | Nos | 84716060 | 18.00 | 0.00 | Yes | Yes | No |  | finished_good |  | Buy external | No |  |  |  | Yes | Yes | Yes
AT • ABSSTEM Technologies LLP | FA240 | Office,Mouse,Wireless, | Fixed Assets | Office | Nos | 84716060 | 18.00 | 0.00 | Yes | Yes | No |  | finished_good |  | Buy external | No |  |  |  | Yes | Yes | Yes
AT • ABSSTEM Technologies LLP | FA241 | Office,Hard Disk Drive,, | Fixed Assets | Office | Nos | 84717020 | 18.00 | 0.00 | Yes | Yes | No |  | finished_good |  | Buy external | No |  |  |  | Yes | Yes | Yes
AT • ABSSTEM Technologies LLP | FA242 | Office,SSD Drive,, | Fixed Assets | Office | Nos | 85235100 | 18.00 | 0.00 | Yes | Yes | No |  | finished_good |  | Buy external | No |  |  |  | Yes | Yes | Yes
AT • ABSSTEM Technologies LLP | FA243 | Office,RAM,, | Fixed Assets | Office | Nos | 84733030 | 18.00 | 0.00 | Yes | Yes | No |  | finished_good |  | Buy external | No |  |  |  | Yes | Yes | Yes
AT • ABSSTEM Technologies LLP | FA244 | Office,Card Reader,, | Fixed Assets | Office | Nos | 84719000 | 18.00 | 0.00 | Yes | Yes | No |  | finished_good |  | Buy external | No |  |  |  | Yes | Yes | Yes
AT • ABSSTEM Technologies LLP | FA245 | Office,Pen Drive,, | Fixed Assets | Office | Nos | 85235100 | 18.00 | 0.00 | Yes | Yes | No |  | finished_good |  | Buy external | No |  |  |  | Yes | Yes | Yes
AT • ABSSTEM Technologies LLP | FA246 | Office,Printer Ink,L14150,Epson | Fixed Assets | Office | Nos | 32159090 | 18.00 | 0.00 | Yes | Yes | No |  | finished_good |  | Buy external | No |  |  |  | Yes | Yes | Yes
AT • ABSSTEM Technologies LLP | FA247 | Office,Printer Cartage,,Brother | Fixed Assets | Office | Nos | 84439990 | 18.00 | 0.00 | Yes | Yes | No |  | finished_good |  | Buy external | No |  |  |  | Yes | Yes | Yes
AT • ABSSTEM Technologies LLP | FA248 | Office,Printer Cartage,,Canon | Fixed Assets | Office | Nos | 84439990 | 18.00 | 0.00 | Yes | Yes | No |  | finished_good |  | Buy external | No |  |  |  | Yes | Yes | Yes
AT • ABSSTEM Technologies LLP | FA249 | Office,Name Plate,L610 X W455 X T3 mm,Acrylic,Building Use, | Fixed Assets | Office | Nos | 8310 | 18.00 | 0.00 | Yes | Yes | No |  | finished_good |  | Buy external | No |  |  |  | Yes | Yes | Yes
AT • ABSSTEM Technologies LLP | FA250 | Office,Name Plate,330 X 140 X T2.5 mm,Acrylic-Black, | Fixed Assets | Office | Nos | 8310 | 18.00 | 0.00 | Yes | Yes | No |  | finished_good |  | Buy external | No |  |  |  | Yes | Yes | Yes
AT • ABSSTEM Technologies LLP | FA251 | Office,Name Plate,330 X 140 X T2.5 mm,Acrylic-Gray, | Fixed Assets | Office | Nos | 8310 | 18.00 | 0.00 | Yes | Yes | No |  | finished_good |  | Buy external | No |  |  |  | Yes | Yes | Yes
AT • ABSSTEM Technologies LLP | FA252 | Office,Remote,AC,LG | Fixed Assets | Office | Nos | 85437099 | 18.00 | 0.00 | Yes | Yes | No |  | finished_good |  | Buy external | No |  |  |  | Yes | Yes | Yes
AT • ABSSTEM Technologies LLP | FA253 | Office,Remote,AC,Panasonic | Fixed Assets | Office | Nos | 85437099 | 18.00 | 0.00 | Yes | Yes | No |  | finished_good |  | Buy external | No |  |  |  | Yes | Yes | Yes
AT • ABSSTEM Technologies LLP | FA254 | Office,Remote,TV,LG | Fixed Assets | Office | Nos | 8528 | 18.00 | 0.00 | Yes | Yes | No |  | finished_good |  | Buy external | No |  |  |  | Yes | Yes | Yes
AT • ABSSTEM Technologies LLP | FA255 | Office,Remote,TV,TCL | Fixed Assets | Office | Nos | 8528 | 18.00 | 0.00 | Yes | Yes | No |  | finished_good |  | Buy external | No |  |  |  | Yes | Yes | Yes
AT • ABSSTEM Technologies LLP | FA256 | Office,Remote,TV,Kodak | Fixed Assets | Office | Nos | 8528 | 18.00 | 0.00 | Yes | Yes | No |  | finished_good |  | Buy external | No |  |  |  | Yes | Yes | Yes
AT • ABSSTEM Technologies LLP | FA257 | Office,Battery,Coin Cell, | Fixed Assets | Office | Nos | 8506 | 18.00 | 0.00 | Yes | Yes | No |  | finished_good |  | Buy external | No |  |  |  | Yes | Yes | Yes
AT • ABSSTEM Technologies LLP | FA258 | Office,Battery,Button Cell, | Fixed Assets | Office | Nos | 8506 | 18.00 | 0.00 | Yes | Yes | No |  | finished_good |  | Buy external | No |  |  |  | Yes | Yes | Yes
AT • ABSSTEM Technologies LLP | FA259 | Office,Battery,AAA Cell, | Fixed Assets | Office | Nos | 8506 | 18.00 | 0.00 | Yes | Yes | No |  | finished_good |  | Buy external | No |  |  |  | Yes | Yes | Yes
AT • ABSSTEM Technologies LLP | FA260 | Office,Battery,AA Cell, | Fixed Assets | Office | Nos | 8506 | 18.00 | 0.00 | Yes | Yes | No |  | finished_good |  | Buy external | No |  |  |  | Yes | Yes | Yes
AT • ABSSTEM Technologies LLP | FA261 | Office,Battery,9 V, | Fixed Assets | Office | Nos | 8506 | 18.00 | 0.00 | Yes | Yes | No |  | finished_good |  | Buy external | No |  |  |  | Yes | Yes | Yes
AT • ABSSTEM Technologies LLP | FA262 | Office,Cartage Ribbon,PT-90B (12mm X 100m),Puty | Fixed Assets | Office | Nos | 96121090 | 18.00 | 0.00 | Yes | Yes | No |  | finished_good |  | Buy external | No |  |  |  | Yes | Yes | Yes
AT • ABSSTEM Technologies LLP | FA263 | Factory,Benchwise,Size - 115 mm,Rahul | Fixed Assets | Factory | Nos | 8205 | 18.00 | 0.00 | Yes | Yes | No |  | finished_good |  | Buy external | No |  |  |  | Yes | Yes | Yes
AT • ABSSTEM Technologies LLP | FA264 | Office,Laptop,14 Inch,Lenevo-Thinkpad-i5 | Fixed Assets | Office | Nos | 847130 | 18.00 | 0.00 | Yes | Yes | No |  | finished_good |  | Buy external | No |  |  |  | Yes | Yes | Yes
AT • ABSSTEM Technologies LLP | FA265 | Office,Laptop,14 Inch,HP-i5 | Fixed Assets | Office | Nos | 847130 | 18.00 | 0.00 | Yes | Yes | No |  | finished_good |  | Buy external | No |  |  |  | Yes | Yes | Yes
AT • ABSSTEM Technologies LLP | FA270 | Office,RAM,DDR 4 - 32 GB, | Fixed Assets | Office | Nos | 8473 | 18.00 | 0.00 | Yes | Yes | No |  | finished_good |  | Buy external | No |  |  |  | Yes | Yes | Yes
AT • ABSSTEM Technologies LLP | FA271 | Office,Charger,Laptop-Power Cable- 65 W,Lenovo-USB-C Pin Type | Fixed Assets | Office | Nos | 8471 | 18.00 | 0.00 | Yes | Yes | No |  | finished_good |  | Buy external | No |  |  |  | Yes | Yes | Yes
AT • ABSSTEM Technologies LLP | FA272 | Office,Charger,Laptop-Power Cable- 45 W,Dell-Vostro | Fixed Assets | Office | Nos | 8471 | 18.00 | 0.00 | Yes | Yes | No |  | finished_good |  | Buy external | No |  |  |  | Yes | Yes | Yes
AT • ABSSTEM Technologies LLP | FA273 | Office,Laptop Battery,ThinkPad L14 Gen 1,Lenevo | Fixed Assets | Office | Nos | 8471 | 18.00 | 0.00 | Yes | Yes | No |  | finished_good |  | Buy external | No |  |  |  | Yes | Yes | Yes
AT • ABSSTEM Technologies LLP | FA274 | Office,Cartage Ribbon,Material - Wax {Black- (110mm X 100m)}, | Fixed Assets | Office | Nos | 96121090 | 18.00 | 0.00 | Yes | Yes | No |  | finished_good |  | Buy external | No |  |  |  | Yes | Yes | Yes
AT • ABSSTEM Technologies LLP | FA275 | Office,Printer Magnetic Roller,, | Fixed Assets | Office | Nos | 8443 | 18.00 | 0.00 | Yes | Yes | No |  | finished_good |  | Buy external | No |  |  |  | Yes | Yes | Yes
AT • ABSSTEM Technologies LLP | FA276 | Office,Printer Drum,, | Fixed Assets | Office | Nos | 8443 | 18.00 | 0.00 | Yes | Yes | No |  | finished_good |  | Buy external | No |  |  |  | Yes | Yes | Yes
AT • ABSSTEM Technologies LLP | FA282 | Office,Keyboard,Wired,Dell | Fixed Assets | Office | Nos | 8471 | 18.00 | 0.00 | Yes | Yes | No |  | finished_good |  | Buy external | No |  |  |  | Yes | Yes | Yes
AT • ABSSTEM Technologies LLP | FA283 | Office,RAM,DDR 3 - 8 GB,SIPL | Fixed Assets | Office | Nos | 8473 | 18.00 | 0.00 | Yes | Yes | No |  | finished_good |  | Buy external | No |  |  |  | Yes | Yes | Yes
AT • ABSSTEM Technologies LLP | FA284 | Office,Pen Drive,USB 3.0 - 64 GB,SanDisk | Fixed Assets | Office | Nos | 8523 | 18.00 | 0.00 | Yes | Yes | No |  | finished_good |  | Buy external | No |  |  |  | Yes | Yes | Yes
AT • ABSSTEM Technologies LLP | FA285 | Office,Pen Drive,Double Drive (USB 3.0 and C Port) - 16 GB,Cross | Fixed Assets | Office | Nos | 8523 | 18.00 | 0.00 | Yes | Yes | No |  | finished_good |  | Buy external | No |  |  |  | Yes | Yes | Yes
AT • ABSSTEM Technologies LLP | FA286 | Office,Laptop Fan,For Cooling-5 V (Lenovo ThinkPad L14), | Fixed Assets | Office | Nos | 8523 | 18.00 | 0.00 | Yes | Yes | No |  | finished_good |  | Buy external | No |  |  |  | Yes | Yes | Yes
AT • ABSSTEM Technologies LLP | FA287 | Office,Dasktop Computer Fan,For CPU Cooling - 12 V,4 Pin, | Fixed Assets | Office | Nos | 8414 | 18.00 | 0.00 | Yes | Yes | No |  | finished_good |  | Buy external | No |  |  |  | Yes | Yes | Yes
AT • ABSSTEM Technologies LLP | FA288 | Office,Water Dispenser,Hot & Cool,Blue Star | Fixed Assets | Office | Nos | 84186920 | 18.00 | 0.00 | Yes | Yes | No |  | finished_good |  | Buy external | No |  |  |  | Yes | Yes | Yes
AT • ABSSTEM Technologies LLP | FA289 | Factory,Iron Worker,Stroke Length- 30 mm,Max. Punching Force- 600 KN,Cutting Frequency- 30 Times/Min | Fixed Assets | Factory | Nos | 8462 | 18.00 | 0.00 | Yes | Yes | No |  | finished_good |  | Buy external | No |  |  |  | Yes | Yes | Yes
AT • ABSSTEM Technologies LLP | FA290 | Factory,Storage Rack,MS-Shelves [36" (L) × 18" (D) × 96" (H)] Shelf-T 0.80 mm/Leg-T 2 mm,SK Steel Pr | Fixed Assets | Factory | Nos | 9403 | 18.00 | 0.00 | Yes | Yes | No |  | finished_good |  | Buy external | No |  |  |  | Yes | Yes | Yes
AT • ABSSTEM Technologies LLP | FC1 | Cleaning Cloth,Dhoti,Cotton,,Vessels and Fitting Cleaning | Factory Consumables - Bulk | Cleaning Cloth | Nos | 5502 | 18.00 | 0.00 | Yes | Yes | No |  | finished_good |  | Buy external | No |  |  |  | Yes | Yes | Yes
AT • ABSSTEM Technologies LLP | FC10 | Welding Consumables,Shield Glass,,,,Black | Factory Consumables - Bulk | Welding Consumables | Nos | 7007 | 18.00 | 0.00 | Yes | Yes | No |  | finished_good |  | Buy external | No |  |  |  | Yes | Yes | Yes
AT • ABSSTEM Technologies LLP | FC11 | Welding Consumables,Shield Glass,,,,Transparent | Factory Consumables - Bulk | Welding Consumables | Nos | 7007 | 18.00 | 0.00 | Yes | Yes | No |  | finished_good |  | Buy external | No |  |  |  | Yes | Yes | Yes
AT • ABSSTEM Technologies LLP | FC12 | Welding Consumables,Googles,,,,Transparent | Factory Consumables - Bulk | Welding Consumables | Nos | 9004 | 18.00 | 0.00 | Yes | Yes | No |  | finished_good |  | Buy external | No |  |  |  | Yes | Yes | Yes
AT • ABSSTEM Technologies LLP | FC13 | Welding Consumables,Googles,,,,Black | Factory Consumables - Bulk | Welding Consumables | Nos | 9004 | 18.00 | 0.00 | Yes | Yes | No |  | finished_good |  | Buy external | No |  |  |  | Yes | Yes | Yes
AT • ABSSTEM Technologies LLP | FC14 | Welding Consumables,Apron,,Leather,, | Factory Consumables - Bulk | Welding Consumables | Nos | 4203 | 18.00 | 0.00 | Yes | Yes | No |  | finished_good |  | Buy external | No |  |  |  | Yes | Yes | Yes
AT • ABSSTEM Technologies LLP | FC15 | Welding Consumables,Holder Set,,,, | Factory Consumables - Bulk | Welding Consumables | Nos | 8515 | 18.00 | 0.00 | Yes | Yes | No |  | finished_good |  | Buy external | No |  |  |  | Yes | Yes | Yes
AT • ABSSTEM Technologies LLP | FC16 | Welding Consumables,Welding Rod,4.00 X 450 mm,,Mangalam, | Factory Consumables - Bulk | Welding Consumables | Nos | 8311 | 18.00 | 0.00 | Yes | Yes | No |  | finished_good |  | Buy external | No |  |  |  | Yes | Yes | Yes
AT • ABSSTEM Technologies LLP | FC17 | Welding Consumables,Welding Rod,3.15 X 350 mm,SS,, | Factory Consumables - Bulk | Welding Consumables | Nos | 8311 | 18.00 | 0.00 | Yes | Yes | No |  | finished_good |  | Buy external | No |  |  |  | Yes | Yes | Yes
AT • ABSSTEM Technologies LLP | FC18 | Welding Consumables,Welding Rod,3.15 X 350 mm,,Mangalam, | Factory Consumables - Bulk | Welding Consumables | Nos | 8311 | 18.00 | 0.00 | Yes | Yes | No |  | finished_good |  | Buy external | No |  |  |  | Yes | Yes | Yes
AT • ABSSTEM Technologies LLP | FC19 | Welding Consumables,Chalk,Squre,Calcium Carbonate,,White | Factory Consumables - Bulk | Welding Consumables | Nos | 2509 | 18.00 | 0.00 | Yes | Yes | No |  | finished_good |  | Buy external | No |  |  |  | Yes | Yes | Yes
AT • ABSSTEM Technologies LLP | FC2 | Emery Paper,Coarse,80 No.,,, | Factory Consumables - Bulk | Emery Paper | Nos | 6805 | 18.00 | 0.00 | Yes | Yes | No |  | finished_good |  | Buy external | No |  |  |  | Yes | Yes | Yes
AT • ABSSTEM Technologies LLP | FC20 | Welding Consumables,Welding Shield,,Polyethylene,,Matt Black | Factory Consumables - Bulk | Welding Consumables | Nos | 7007 | 18.00 | 0.00 | Yes | Yes | No |  | finished_good |  | Buy external | No |  |  |  | Yes | Yes | Yes
AT • ABSSTEM Technologies LLP | FC21 | Cutting & Grinding consumables,Cutting Wheel,4",,Extra Power,, | Factory Consumables - Bulk | Cutting and Grinding consumables | Nos | 6804 | 18.00 | 0.00 | Yes | Yes | No |  | finished_good |  | Buy external | No |  |  |  | Yes | Yes | Yes
AT • ABSSTEM Technologies LLP | FC22 | Cutting & Grinding consumables,Cutting Wheel,14",,Extra Power,, | Factory Consumables - Bulk | Cutting and Grinding consumables | Nos | 6804 | 18.00 | 0.00 | Yes | Yes | No |  | finished_good |  | Buy external | No |  |  |  | Yes | Yes | Yes
AT • ABSSTEM Technologies LLP | FC23 | Cutting & Grinding consumables,Grinding Wheel,4",,Extra Power,, | Factory Consumables - Bulk | Cutting and Grinding consumables | Nos | 6804 | 18.00 | 0.00 | Yes | Yes | No |  | finished_good |  | Buy external | No |  |  |  | Yes | Yes | Yes
AT • ABSSTEM Technologies LLP | FC24 | Cutting & Grinding consumables,Buffing Wheel,4",,Extra Power,, | Factory Consumables - Bulk | Cutting and Grinding consumables | Nos | 6804 | 18.00 | 0.00 | Yes | Yes | No |  | finished_good |  | Buy external | No |  |  |  | Yes | Yes | Yes
AT • ABSSTEM Technologies LLP | FC25 | Adhesive & Sealants,Thread Sealent,Permabond,Liquid,Oxygen,Light Yellow | Factory Consumables - Bulk | Adhesive and Sealants | Nos | 2523 | 18.00 | 0.00 | Yes | Yes | No |  | finished_good |  | Buy external | No |  |  |  | Yes | Yes | Yes
AT • ABSSTEM Technologies LLP | FC26 | Adhesive & Sealants,Thread Locker,Loctite,Liquid,Nut and Bolt,Green | Factory Consumables - Bulk | Adhesive and Sealants | Nos | 2523 | 18.00 | 0.00 | Yes | Yes | No |  | finished_good |  | Buy external | No |  |  |  | Yes | Yes | Yes
AT • ABSSTEM Technologies LLP | FC27 | Adhesive & Sealants,Thread Sealent,Loctite-542,Liquid,Air/Nitrogen,Red | Factory Consumables - Bulk | Adhesive and Sealants | Nos | 2523 | 18.00 | 0.00 | Yes | Yes | No |  | finished_good |  | Buy external | No |  |  |  | Yes | Yes | Yes
AT • ABSSTEM Technologies LLP | FC28 | Adhesive & Sealants,Pipe Sealing Cord,Loctite-55,Polyamide with inert Thread Proprietary Paste,Oxyge | Factory Consumables - Bulk | Adhesive and Sealants | Nos | 2523 | 18.00 | 0.00 | Yes | Yes | No |  | finished_good |  | Buy external | No |  |  |  | Yes | Yes | Yes
AT • ABSSTEM Technologies LLP | FC29 | Cutting & Grinding consumables,Flap Disc,4",,, | Factory Consumables - Bulk | Cutting and Grinding consumables | Nos | 6804 | 18.00 | 0.00 | Yes | Yes | No |  | finished_good |  | Buy external | No |  |  |  | Yes | Yes | Yes
AT • ABSSTEM Technologies LLP | FC3 | Emery Paper,Medium,150 No.,,, | Factory Consumables - Bulk | Emery Paper | Nos | 6805 | 18.00 | 0.00 | Yes | Yes | No |  | finished_good |  | Buy external | No |  |  |  | Yes | Yes | Yes
AT • ABSSTEM Technologies LLP | FC30 | Adhesive & Sealants,Teflon Tape,M-Seal-PTFE,L 12 Mtr X W 8 mm X T 0.08 mm,Air/Nitrogen/Oxygen,White | Factory Consumables - Bulk | Adhesive and Sealants | Nos | 39209949 | 18.00 | 0.00 | Yes | Yes | No |  | finished_good |  | Buy external | No |  |  |  | Yes | Yes | Yes
AT • ABSSTEM Technologies LLP | FC31 | Sealing Ring,O-Type,ID 10 X T 2 mm,NBR,,Black | Piping and Fittings | Sealing Ring | Nos | 401693 | 18.00 | 0.00 | Yes | Yes | No |  | finished_good |  | Buy external | No |  |  |  | Yes | Yes | Yes
AT • ABSSTEM Technologies LLP | FC32 | Sealing Ring,O-Type,ID 16 X T 2.5 mm,NBR,,Black | Piping and Fittings | Sealing Ring | Nos | 401693 | 18.00 | 0.00 | Yes | Yes | No |  | finished_good |  | Buy external | No |  |  |  | Yes | Yes | Yes
AT • ABSSTEM Technologies LLP | FC33 | Sealing Ring,O-Type,ID 20 X T 3 mm,NBR,,Black | Piping and Fittings | Sealing Ring | Nos | 401693 | 18.00 | 0.00 | Yes | Yes | No |  | finished_good |  | Buy external | No |  |  |  | Yes | Yes | Yes
AT • ABSSTEM Technologies LLP | FC34 | Sealing Ring,O-Type,ID 26 X T 3.5 mm,NBR,,Black | Piping and Fittings | Sealing Ring | Nos | 401693 | 18.00 | 0.00 | Yes | Yes | No |  | finished_good |  | Buy external | No |  |  |  | Yes | Yes | Yes
AT • ABSSTEM Technologies LLP | FC35 | Sealing Ring,O-Type,ID 55 X T 5 mm,NBR,,Black | Piping and Fittings | Sealing Ring | Nos | 401693 | 18.00 | 0.00 | Yes | Yes | No |  | finished_good |  | Buy external | No |  |  |  | Yes | Yes | Yes
AT • ABSSTEM Technologies LLP | FC36 | Grease,Auto Gold (Premium Super),HMGC-KP 3, | Factory Consumables - Bulk | Grease | KG | 27101980 | 18.00 | 0.00 | Yes | Yes | No |  | finished_good |  | Buy external | No |  |  |  | Yes | Yes | Yes
AT • ABSSTEM Technologies LLP | FC37 | Cutting & Grinding consumables,Cutting Wheel,4",,3M,,Green Crop | Factory Consumables - Bulk | Cutting and Grinding consumables | Nos | 6804 | 18.00 | 0.00 | Yes | Yes | No |  | finished_good |  | Buy external | No |  |  |  | Yes | Yes | Yes
AT • ABSSTEM Technologies LLP | FC38 | Cutting & Grinding consumables,Cutting Wheel,14",,3M,, | Factory Consumables - Bulk | Cutting and Grinding consumables | Nos | 6804 | 18.00 | 0.00 | Yes | Yes | No |  | finished_good |  | Buy external | No |  |  |  | Yes | Yes | Yes
AT • ABSSTEM Technologies LLP | FC39 | Cutting & Grinding consumables,Grinding Wheel,4",,3M,, | Factory Consumables - Bulk | Cutting and Grinding consumables | Nos | 6804 | 18.00 | 0.00 | Yes | Yes | No |  | finished_good |  | Buy external | No |  |  |  | Yes | Yes | Yes
AT • ABSSTEM Technologies LLP | FC4 | Emery Paper,Medium,220 No.,,, | Factory Consumables - Bulk | Emery Paper | Nos | 6805 | 18.00 | 0.00 | Yes | Yes | No |  | finished_good |  | Buy external | No |  |  |  | Yes | Yes | Yes
AT • ABSSTEM Technologies LLP | FC40 | Cutting and Grinding consumables,Carbon,,,Dewalt-DW871-IN,,561109/10, 230 V | Factory Consumables - Bulk | Cutting and Grinding consumables | Nos | 84050000 | 18.00 | 0.00 | Yes | Yes | No |  | finished_good |  | Buy external | No |  |  |  | Yes | Yes | Yes
AT • ABSSTEM Technologies LLP | FC41 | Adhesive and Sealants,Water Proofing,Steel Bond-789,Paste,,White | Factory Consumables - Bulk | Adhesive and Sealants | Nos | 3214 | 18.00 | 0.00 | Yes | Yes | No |  | finished_good |  | Buy external | No |  |  |  | Yes | Yes | Yes
AT • ABSSTEM Technologies LLP | FC42 | Adhesive and Sealants,Glue Stick,,Tube (Dia 11 mm X L 155 mm),,Transparent | Factory Consumables - Bulk | Adhesive and Sealants | Nos | 3506 | 18.00 | 0.00 | Yes | Yes | No |  | finished_good |  | Buy external | No |  |  |  | Yes | Yes | Yes
AT • ABSSTEM Technologies LLP | FC43 | Adhesive and Sealants,Water Proofing,Steel Bond-789,Paste,,Black | Factory Consumables - Bulk | Adhesive and Sealants | Nos | 3214 | 18.00 | 0.00 | Yes | Yes | No |  | finished_good |  | Buy external | No |  |  |  | Yes | Yes | Yes
AT • ABSSTEM Technologies LLP | FC44 | Rope,Plastic,,White | Factory Consumables - Bulk | Rope | Nos | 5503 | 18.00 | 0.00 | Yes | Yes | No |  | finished_good |  | Buy external | No |  |  |  | Yes | Yes | Yes
AT • ABSSTEM Technologies LLP | FC45 | Rope,Fiber,,Brown | Factory Consumables - Bulk | Rope | Nos | 5503 | 18.00 | 0.00 | Yes | Yes | No |  | finished_good |  | Buy external | No |  |  |  | Yes | Yes | Yes
AT • ABSSTEM Technologies LLP | FC46 | Cutting and Grinding consumables,Cutting Wheel,4",,Bosch,, | Factory Consumables - Bulk | Cutting and Grinding consumables | Nos | 6804 | 18.00 | 0.00 | Yes | Yes | No |  | finished_good |  | Buy external | No |  |  |  | Yes | Yes | Yes
AT • ABSSTEM Technologies LLP | FC47 | Cutting and Grinding consumables,Cutting Wheel,14",,Bosch,, | Factory Consumables - Bulk | Cutting and Grinding consumables | Nos | 6804 | 18.00 | 0.00 | Yes | Yes | No |  | finished_good |  | Buy external | No |  |  |  | Yes | Yes | Yes
AT • ABSSTEM Technologies LLP | FC48 | Cutting and Grinding consumables,Grinding Wheel,4",,Bosch,, | Factory Consumables - Bulk | Cutting and Grinding consumables | Nos | 6804 | 18.00 | 0.00 | Yes | Yes | No |  | finished_good |  | Buy external | No |  |  |  | Yes | Yes | Yes
AT • ABSSTEM Technologies LLP | FC49 | Cutting and Grinding consumables,Flap Disc,4",,Bosch,, | Factory Consumables - Bulk | Cutting and Grinding consumables | Nos | 6804 | 18.00 | 0.00 | Yes | Yes | No |  | finished_good |  | Buy external | No |  |  |  | Yes | Yes | Yes
AT • ABSSTEM Technologies LLP | FC5 | Emery Paper,Fine,320 No.,,, | Factory Consumables - Bulk | Emery Paper | Nos | 6805 | 18.00 | 0.00 | Yes | Yes | No |  | finished_good |  | Buy external | No |  |  |  | Yes | Yes | Yes
AT • ABSSTEM Technologies LLP | FC50 | Welding Consumables,Welding Rod,2.50 X 350 mm,SS,Superon, | Factory Consumables - Bulk | Welding Consumables | Nos | 8311 | 18.00 | 0.00 | Yes | Yes | No |  | finished_good |  | Buy external | No |  |  |  | Yes | Yes | Yes
AT • ABSSTEM Technologies LLP | FC51 | Cutting and Grinding consumables,Gas Cutting Nozzle,,,Prime,,B/3/64 | Factory Consumables - Bulk | Cutting and Grinding consumables | Nos | 8425 | 18.00 | 0.00 | Yes | Yes | No |  | finished_good |  | Buy external | No |  |  |  | Yes | Yes | Yes
AT • ABSSTEM Technologies LLP | FC52 | Cutting and Grinding consumables,Buffing Wheel,4",,Wol Cut-U3,,WC-202 | Factory Consumables - Bulk | Cutting and Grinding consumables | Nos | 6805 | 18.00 | 0.00 | Yes | Yes | No |  | finished_good |  | Buy external | No |  |  |  | Yes | Yes | Yes
AT • ABSSTEM Technologies LLP | FC53 | Adhesive and Sealants,Glue Stick,,Paste,For-Paper/Photos/Stamp/etc, | Factory Consumables - Bulk | Adhesive and Sealants | Nos | 3506 | 18.00 | 0.00 | Yes | Yes | No |  | finished_good |  | Buy external | No |  |  |  | Yes | Yes | Yes
AT • ABSSTEM Technologies LLP | FC54 | Battery Water,5 Ltr, | Factory Consumables - Bulk | Battery Water | Nos | 2853 | 18.00 | 0.00 | Yes | Yes | No |  | finished_good |  | Buy external | No |  |  |  | Yes | Yes | Yes
AT • ABSSTEM Technologies LLP | FC55 | Gloves,Electrical,Rubber | Factory Consumables - Bulk | Gloves | Nos | 4015 | 18.00 | 0.00 | Yes | Yes | No |  | finished_good |  | Buy external | No |  |  |  | Yes | Yes | Yes
AT • ABSSTEM Technologies LLP | FC56 | Helmet,Safety ,High-Density Polyethylene,White Rachid | Factory Consumables - Bulk | Helmet | Nos | 6506 | 18.00 | 0.00 | Yes | Yes | No |  | finished_good |  | Buy external | No |  |  |  | Yes | Yes | Yes
AT • ABSSTEM Technologies LLP | FC57 | Helmet,Safety ,High-Density Polyethylene,Gray | Factory Consumables - Bulk | Helmet | Nos | 6506 | 18.00 | 0.00 | Yes | Yes | No |  | finished_good |  | Buy external | No |  |  |  | Yes | Yes | Yes
AT • ABSSTEM Technologies LLP | FC58 | Ear Plug,Safety ,Thermoplastic Elastomers,Orenge | Factory Consumables - Bulk | Ear Plug | Nos | 3926 | 18.00 | 0.00 | Yes | Yes | No |  | finished_good |  | Buy external | No |  |  |  | Yes | Yes | Yes
AT • ABSSTEM Technologies LLP | FC59 | Gloves,Mechanical-Cut level 5 Hand,Rubber | Factory Consumables | Gloves | Nos | 4015 | 18.00 | 0.00 | Yes | Yes | No |  | finished_good |  | Buy external | No |  |  |  | Yes | Yes | Yes
AT • ABSSTEM Technologies LLP | FC6 | Gloves,Safety ,Cotton | Factory Consumables - Bulk | Gloves | Nos | 6116 | 18.00 | 0.00 | Yes | Yes | No |  | finished_good |  | Buy external | No |  |  |  | Yes | Yes | Yes
AT • ABSSTEM Technologies LLP | FC7 | Gloves,Safety ,Leather | Factory Consumables - Bulk | Gloves | Nos | 6116 | 18.00 | 0.00 | Yes | Yes | No |  | finished_good |  | Buy external | No |  |  |  | Yes | Yes | Yes
AT • ABSSTEM Technologies LLP | FC8 | Gloves,Chemical,Rubber | Factory Consumables - Bulk | Gloves | Nos | 6116 | 18.00 | 0.00 | Yes | Yes | No |  | finished_good |  | Buy external | No |  |  |  | Yes | Yes | Yes
AT • ABSSTEM Technologies LLP | FI1 | Cabinet,1000 X 500 X 400 mm,MS,1.2 mm,Absstem-CC01,Traffic White | Fabricated Items | Cabinet | Nos | 7326 | 18.00 | 0.00 | Yes | Yes | No |  | finished_good |  | Buy external | No |  |  |  | Yes | Yes | Yes
AT • ABSSTEM Technologies LLP | FI10 | Pressure Vessel,Tank-F (As Per DRG),ID 546 mm,1500 mm,MS,6 mm,8 mm,8.27 Barg,12.3 Barg,(0°C - 80°C) | Fabricated Items | Pressure Vessel | Nos | 731100 | 18.00 | 0.00 | Yes | Yes | No |  | finished_good |  | Buy external | No |  |  |  | Yes | Yes | Yes
AT • ABSSTEM Technologies LLP | FI100 | Tikki,Ring,68 X 50.5 mm,SS-304,Absstem-TI04,2 mm | Fabricated Items-Bulk | Tikki | Nos | 7214 | 18.00 | 0.00 | Yes | Yes | No |  | finished_good |  | Buy external | No |  |  |  | Yes | Yes | Yes
AT • ABSSTEM Technologies LLP | FI101 | Tikki,Ring,79 X 62.5 mm,SS-304,Absstem-TI05,2 mm | Fabricated Items-Bulk | Tikki | Nos | 7214 | 18.00 | 0.00 | Yes | Yes | No |  | finished_good |  | Buy external | No |  |  |  | Yes | Yes | Yes
AT • ABSSTEM Technologies LLP | FI102 | Tikki,Solid,55 mm,SS-304,Absstem-TI06,2 mm | Fabricated Items-Bulk | Tikki | Nos | 7214 | 18.00 | 0.00 | Yes | Yes | No |  | finished_good |  | Buy external | No |  |  |  | Yes | Yes | Yes
AT • ABSSTEM Technologies LLP | FI103 | Tikki,Solid,68 mm,SS-304,Absstem-TI07,2 mm | Fabricated Items-Bulk | Tikki | Nos | 7214 | 18.00 | 0.00 | Yes | Yes | No |  | finished_good |  | Buy external | No |  |  |  | Yes | Yes | Yes
AT • ABSSTEM Technologies LLP | FI104 | Tikki,Solid,79 mm,SS-304,Absstem-TI08,2 mm | Fabricated Items-Bulk | Tikki | Nos | 7214 | 18.00 | 0.00 | Yes | Yes | No |  | finished_good |  | Buy external | No |  |  |  | Yes | Yes | Yes
AT • ABSSTEM Technologies LLP | FI105 | Dish End,4",Elipsoidal,MS,8 mm | Fabricated Items-Bulk | Dish End | Nos | 7309 | 18.00 | 0.00 | Yes | Yes | No |  | finished_good |  | Buy external | No |  |  |  | Yes | Yes | Yes
AT • ABSSTEM Technologies LLP | FI106 | Dish End,12",Elipsoidal,MS,8 mm | Fabricated Items-Bulk | Dish End | Nos | 7309 | 18.00 | 0.00 | Yes | Yes | No |  | finished_good |  | Buy external | No |  |  |  | Yes | Yes | Yes
AT • ABSSTEM Technologies LLP | FI107 | Dish End,14",Elipsoidal,MS,8 mm | Fabricated Items-Bulk | Dish End | Nos | 7309 | 18.00 | 0.00 | Yes | Yes | No |  | finished_good |  | Buy external | No |  |  |  | Yes | Yes | Yes
AT • ABSSTEM Technologies LLP | FI108 | Dish End,16",Elipsoidal,MS,8 mm | Fabricated Items-Bulk | Dish End | Nos | 7309 | 18.00 | 0.00 | Yes | Yes | No |  | finished_good |  | Buy external | No |  |  |  | Yes | Yes | Yes
AT • ABSSTEM Technologies LLP | FI109 | Welded Fittings,Tee,2" X 1.5",SS & Brass,0-10 Barg,80° C | Fabricated Items | Welded Fittings | Nos | 9988 | 18.00 | 0.00 | Yes | Yes | No |  | finished_good |  | Buy external | No |  |  |  | Yes | Yes | Yes
AT • ABSSTEM Technologies LLP | FI11 | Pressure Vessel,Tank-F (As Per DRG),ID 600 mm,1500 mm,MS,6 mm,8 mm,8.27 Barg,12.3 Barg,(0°C - 80°C) | Fabricated Items | Pressure Vessel | Nos | 731100 | 18.00 | 0.00 | Yes | Yes | No |  | finished_good |  | Buy external | No |  |  |  | Yes | Yes | Yes
AT • ABSSTEM Technologies LLP | FI110 | Diffuser,1/2",SS,Absstem-DIF01 | Fabricated Items | Diffuser | Nos | 9988 | 18.00 | 0.00 | Yes | Yes | No |  | finished_good |  | Buy external | No |  |  |  | Yes | Yes | Yes
AT • ABSSTEM Technologies LLP | FI111 | Diffuser,3/4",SS,Absstem-DIF02 | Fabricated Items | Diffuser | Nos | 9988 | 18.00 | 0.00 | Yes | Yes | No |  | finished_good |  | Buy external | No |  |  |  | Yes | Yes | Yes
AT • ABSSTEM Technologies LLP | FI112 | Diffuser,1",SS,Absstem-DIF03 | Fabricated Items | Diffuser | Nos | 9988 | 18.00 | 0.00 | Yes | Yes | No |  | finished_good |  | Buy external | No |  |  |  | Yes | Yes | Yes
AT • ABSSTEM Technologies LLP | FI113 | Diffuser,1.5",SS,Absstem-DIF04 | Fabricated Items | Diffuser | Nos | 9988 | 18.00 | 0.00 | Yes | Yes | No |  | finished_good |  | Buy external | No |  |  |  | Yes | Yes | Yes
AT • ABSSTEM Technologies LLP | FI114 | Diffuser,2",SS,Absstem-DIF05 | Fabricated Items | Diffuser | Nos | 9988 | 18.00 | 0.00 | Yes | Yes | No |  | finished_good |  | Buy external | No |  |  |  | Yes | Yes | Yes
AT • ABSSTEM Technologies LLP | FI115 | Pressure Vessel,Tank-ST (As Per DRG),ID 850 mm,1500 mm,MS,5 mm,6 mm,8.62 Barg,12.9 Barg,(0°C - 80°C) | Fabricated Items | Pressure Vessel | Nos | 731100 | 18.00 | 0.00 | Yes | Yes | No |  | finished_good |  | Buy external | No |  |  |  | Yes | Yes | Yes
AT • ABSSTEM Technologies LLP | FI116 | Sheets,Plane ,MS,2500 X 1250 mm,10 mm,,Matellic | Fabricated Items-Bulk | Sheets | Nos | 7208 | 18.00 | 0.00 | Yes | Yes | No |  | finished_good |  | Buy external | No |  |  |  | Yes | Yes | Yes
AT • ABSSTEM Technologies LLP | FI117 | Sheets,Plane ,MS,2500 X 1250 mm,5 mm,,Matellic | Fabricated Items-Bulk | Sheets | Nos | 7208 | 18.00 | 0.00 | Yes | Yes | No |  | finished_good |  | Buy external | No |  |  |  | Yes | Yes | Yes
AT • ABSSTEM Technologies LLP | FI118 | Sheets,Plane ,MS,2500 X 1250 mm,6 mm,,Matellic | Fabricated Items-Bulk | Sheets | Nos | 7208 | 18.00 | 0.00 | Yes | Yes | No |  | finished_good |  | Buy external | No |  |  |  | Yes | Yes | Yes
AT • ABSSTEM Technologies LLP | FI119 | Sheets,Plane ,MS,2500 X 1250 mm,2 mm,,Matellic | Fabricated Items-Bulk | Sheets | Nos | 7208 | 18.00 | 0.00 | Yes | Yes | No |  | finished_good |  | Buy external | No |  |  |  | Yes | Yes | Yes
AT • ABSSTEM Technologies LLP | FI12 | Pressure Vessel,Tank-F (As Per DRG),ID 730 mm,1500 mm,MS,6 mm,8 mm,8.27 Barg,12.3 Barg,(0°C - 80°C) | Fabricated Items | Pressure Vessel | Nos | 731100 | 18.00 | 0.00 | Yes | Yes | No |  | finished_good |  | Buy external | No |  |  |  | Yes | Yes | Yes
AT • ABSSTEM Technologies LLP | FI120 | Sheets,Perforated,MS,2500 X 1250 mm,5 mm,Hole- 4.5-5 mm, Pitch-13-14 mm,Matellic | Fabricated Items-Bulk | Sheets | Nos | 7208 | 18.00 | 0.00 | Yes | Yes | No |  | finished_good |  | Buy external | No |  |  |  | Yes | Yes | Yes
AT • ABSSTEM Technologies LLP | FI121 | Sheets,Perforated,SS-306,4000 X 1250 mm,Sheet-1 mm,Hole- 3.8 mm,Pitch-6 mm,Matellic | Fabricated Items-Bulk | Sheets | MTR | 7208 | 18.00 | 0.00 | Yes | Yes | No |  | finished_good |  | Buy external | No |  |  |  | Yes | Yes | Yes
AT • ABSSTEM Technologies LLP | FI122 | Clamp,LPM Meter,,Aluminium,Absstem-CL14,2 mm | Fabricated Items-Bulk | Clamp | Nos | 7601 | 18.00 | 0.00 | Yes | Yes | No |  | finished_good |  | Buy external | No |  |  |  | Yes | Yes | Yes
AT • ABSSTEM Technologies LLP | FI123 | Pressure Vessel,Tank-F (As Per DRG),ID 600 mm,1400 mm,MS,6 mm,8 mm,8.27 Barg,12.3 Barg,(0°C - 80°C) | Fabricated Items | Pressure Vessel | Nos | 731100 | 18.00 | 0.00 | Yes | Yes | No |  | finished_good |  | Buy external | No |  |  |  | Yes | Yes | Yes
AT • ABSSTEM Technologies LLP | FI124 | Pressure Vessel,Tank-F (As Per DRG),ID 730 mm,1190 mm,MS,6 mm,8 mm,8.27 Barg,12.3 Barg,(0°C - 80°C) | Fabricated Items | Pressure Vessel | Nos | 731100 | 18.00 | 0.00 | Yes | Yes | No |  | finished_good |  | Buy external | No |  |  |  | Yes | Yes | Yes
AT • ABSSTEM Technologies LLP | FI125 | Sheets,Wire Mesh,MS,W-1 Mtr,2 mm,,Matellic | Fabricated Items-Bulk | Sheets | MTR | 7208 | 18.00 | 0.00 | Yes | Yes | No |  | finished_good |  | Buy external | No |  |  |  | Yes | Yes | Yes
AT • ABSSTEM Technologies LLP | FI126 | Sheets,Fine Mesh,SS,W-1 Mtr,,,Matellic | Fabricated Items-Bulk | Sheets | MTR | 7208 | 18.00 | 0.00 | Yes | Yes | No |  | finished_good |  | Buy external | No |  |  |  | Yes | Yes | Yes
AT • ABSSTEM Technologies LLP | FI127 | Ribs,RB-01 (As Per Drawing),MS,,8 mm, | Fabricated Items-Bulk | Ribs | Nos | 7308 | 18.00 | 0.00 | Yes | Yes | No |  | finished_good |  | Buy external | No |  |  |  | Yes | Yes | Yes
AT • ABSSTEM Technologies LLP | FI128 | Ribs,RB-02 (As Per Drawing),MS,,8 mm, | Fabricated Items-Bulk | Ribs | Nos | 7308 | 18.00 | 0.00 | Yes | Yes | No |  | finished_good |  | Buy external | No |  |  |  | Yes | Yes | Yes
AT • ABSSTEM Technologies LLP | FI129 | Ribs,RB-03 (As Per Drawing),MS,,8 mm, | Fabricated Items-Bulk | Ribs | Nos | 7308 | 18.00 | 0.00 | Yes | Yes | No |  | finished_good |  | Buy external | No |  |  |  | Yes | Yes | Yes
AT • ABSSTEM Technologies LLP | FI13 | Pressure Vessel,Tank-F (As Per DRG),ID 800 mm,1500 mm,MS,6 mm,8 mm,8.27 Barg,12.3 Barg,(0°C - 80°C) | Fabricated Items | Pressure Vessel | Nos | 731100 | 18.00 | 0.00 | Yes | Yes | No |  | finished_good |  | Buy external | No |  |  |  | Yes | Yes | Yes
AT • ABSSTEM Technologies LLP | FI130 | Ribs,RB-04 (As Per Drawing),MS,,5 mm, | Fabricated Items-Bulk | Ribs | Nos | 7308 | 18.00 | 0.00 | Yes | Yes | No |  | finished_good |  | Buy external | No |  |  |  | Yes | Yes | Yes
AT • ABSSTEM Technologies LLP | FI131 | Ribs,CP-01 (As Per Drawing),MS,,8 mm, | Fabricated Items-Bulk | Ribs | Nos | 7308 | 18.00 | 0.00 | Yes | Yes | No |  | finished_good |  | Buy external | No |  |  |  | Yes | Yes | Yes
AT • ABSSTEM Technologies LLP | FI132 | Ribs,CP-02 (As Per Drawing),MS,,8 mm, | Fabricated Items-Bulk | Ribs | Nos | 7308 | 18.00 | 0.00 | Yes | Yes | No |  | finished_good |  | Buy external | No |  |  |  | Yes | Yes | Yes
AT • ABSSTEM Technologies LLP | FI133 | Ribs,LR-01 (As Per Drawing),MS,,8 mm, | Fabricated Items-Bulk | Ribs | Nos | 7308 | 18.00 | 0.00 | Yes | Yes | No |  | finished_good |  | Buy external | No |  |  |  | Yes | Yes | Yes
AT • ABSSTEM Technologies LLP | FI134 | Clamp,Gauge,2.5",GI,Wika,2 mm | Fabricated Items-Bulk | Clamp | Nos | 7601 | 18.00 | 0.00 | Yes | Yes | No |  | finished_good |  | Buy external | No |  |  |  | Yes | Yes | Yes
AT • ABSSTEM Technologies LLP | FI135 | Dish End,8",Elipsoidal,MS,8 mm | Fabricated Items-Bulk | Dish End | Nos | 7309 | 18.00 | 0.00 | Yes | Yes | No |  | finished_good |  | Buy external | No |  |  |  | Yes | Yes | Yes
AT • ABSSTEM Technologies LLP | FI136 | Sheets,Plane,MS,600 X 330 mm,4 mm,As Per Drawing, | Fabricated Items-Bulk | Sheets | Nos | 7208 | 18.00 | 0.00 | Yes | Yes | No |  | finished_good |  | Buy external | No |  |  |  | Yes | Yes | Yes
AT • ABSSTEM Technologies LLP | FI137 | Sheets,Plane,MS,60 X 50 mm,4 mm,As Per Drawing, | Fabricated Items-Bulk | Sheets | Nos | 7208 | 18.00 | 0.00 | Yes | Yes | No |  | finished_good |  | Buy external | No |  |  |  | Yes | Yes | Yes
AT • ABSSTEM Technologies LLP | FI138 | Sheets,Plane,MS,60 X 30 mm,4 mm,As Per Drawing, | Fabricated Items-Bulk | Sheets | Nos | 7208 | 18.00 | 0.00 | Yes | Yes | No |  | finished_good |  | Buy external | No |  |  |  | Yes | Yes | Yes
AT • ABSSTEM Technologies LLP | FI139 | Pressure Vessel,Tank-F (As Per DRG),ID 394 mm,1600 mm,MS,8 mm,10 mm,11 Barg,16.5 Barg,(0°C - 80°C), | Fabricated Items | Pressure Vessel | Nos | 8481 | 18.00 | 0.00 | Yes | Yes | No |  | finished_good |  | Buy external | No |  |  |  | Yes | Yes | Yes
AT • ABSSTEM Technologies LLP | FI14 | Pressure Vessel,Tank-F (As Per DRG),ID 950 mm,1500 mm,MS,6 mm,8 mm,8.27 Barg,12.3 Barg,(0°C - 80°C) | Fabricated Items | Pressure Vessel | Nos | 731100 | 18.00 | 0.00 | Yes | Yes | No |  | finished_good |  | Buy external | No |  |  |  | Yes | Yes | Yes
AT • ABSSTEM Technologies LLP | FI140 | Pressure Vessel,Tank-ST (As Per AIS),ID 850 mm,1500 mm,MS,6 mm,6 mm,11.5 Bar g,16.5 Barg,(0°C - 80°C | Fabricated Items | Pressure Vessel | Nos | 731100 | 18.00 | 0.00 | Yes | Yes | No |  | finished_good |  | Buy external | No |  |  |  | Yes | Yes | Yes
AT • ABSSTEM Technologies LLP | FI141 | Pressure Vessel,Tank-ST (As Per AIS),ID 600 mm,1500 mm,MS,5 mm,5 mm,8.27 Barg,12.3 Barg,(0°C - 80°C | Fabricated Items | Pressure Vessel | Nos | 731100 | 18.00 | 0.00 | Yes | Yes | No |  | finished_good |  | Buy external | No |  |  |  | Yes | Yes | Yes
AT • ABSSTEM Technologies LLP | FI142 | Cabinet,1100 X 600 X 400 mm,MS,1.5 mm,Absstem-CC06,Traffic White | Fabricated Items | Cabinet | Nos | 7326 | 18.00 | 0.00 | Yes | Yes | No |  | finished_good |  | Buy external | No |  |  |  | Yes | Yes | Yes
AT • ABSSTEM Technologies LLP | FI143 | Cabinet,1300 X 700 X 410 mm,MS,1.5 mm,Absstem-CC07,Traffic White | Fabricated Items | Cabinet | Nos | 7326 | 18.00 | 0.00 | Yes | Yes | No |  | finished_good |  | Buy external | No |  |  |  | Yes | Yes | Yes
AT • ABSSTEM Technologies LLP | FI144 | Pressure Vessel,Tank-F (As Per AIS),ID 730 mm,1500 mm,MS,10 mm,10 mm,11 Barg,16.5 Barg,(0°C - 80°C), | Fabricated Items | Pressure Vessel | Nos | 731100 | 18.00 | 0.00 | Yes | Yes | No |  | finished_good |  | Buy external | No |  |  |  | Yes | Yes | Yes
AT • ABSSTEM Technologies LLP | FI145 | Pressure Vessel,Tank-ST (As Per AIS),ID 546 mm,900 mm,MS,4 mm,5 mm,8.8 Barg,13.2 Barg,(0°C - 80°C), | Fabricated Items | Pressure Vessel | Nos | 731100 | 18.00 | 0.00 | Yes | Yes | No |  | finished_good |  | Buy external | No |  |  |  | Yes | Yes | Yes
AT • ABSSTEM Technologies LLP | FI146 | Pressure Vessel,Tank-ST (As Per AIS),ID 810 mm,1500 mm,MS,5 mm,6 mm,8.8 Barg,13.2 Barg,(0°C - 80°C), | Fabricated Items | Pressure Vessel | Nos | 731100 | 18.00 | 0.00 | Yes | Yes | No |  | finished_good |  | Buy external | No |  |  |  | Yes | Yes | Yes
AT • ABSSTEM Technologies LLP | FI147 | Pressure Vessel,Tank-ST (As Per AIS),ID 596 mm,1500 mm,MS,8 mm,10 mm,22 Barg,33 Barg,(0°C - 80°C), | Fabricated Items | Pressure Vessel | Nos | 731100 | 18.00 | 0.00 | Yes | Yes | No |  | finished_good |  | Buy external | No |  |  |  | Yes | Yes | Yes
AT • ABSSTEM Technologies LLP | FI148 | Pressure Vessel,Tank-ST (As Per AIS),ID 600 mm,1500 mm,MS,5 mm,6 mm,8.8 Barg,13.2 Barg,(0°C - 80°C), | Fabricated Items | Pressure Vessel | Nos | 731100 | 18.00 | 0.00 | Yes | Yes | No |  | finished_good |  | Buy external | No |  |  |  | Yes | Yes | Yes
AT • ABSSTEM Technologies LLP | FI149 | Pressure Vessel,Tank-ST (As Per AIS),ID 1964 mm,5000 mm,MS,18 mm,20 mm,18.3 Barg,28.05 Barg,(0°C - 8 | Fabricated Items | Pressure Vessel | Nos | 731100 | 18.00 | 0.00 | Yes | Yes | No |  | finished_good |  | Buy external | No |  |  |  | Yes | Yes | Yes
AT • ABSSTEM Technologies LLP | FI15 | Pressure Vessel,Tank-F (As Per DRG),ID 875 mm,1500 mm,MS,6 mm,8 mm,8.27 Barg,12.3 Barg,(0°C - 80°C) | Fabricated Items | Pressure Vessel | Nos | 731100 | 18.00 | 0.00 | Yes | Yes | No |  | finished_good |  | Buy external | No |  |  |  | Yes | Yes | Yes
AT • ABSSTEM Technologies LLP | FI150 | Pressure Vessel,Tank-ST (As Per AIS),ID 760 mm,1550 mm,MS,25 mm,25 mm,High Pressure,,(0°C - 80°C), | Fabricated Items | Pressure Vessel | Nos | 731100 | 18.00 | 0.00 | Yes | Yes | No |  | finished_good |  | Buy external | No |  |  |  | Yes | Yes | Yes
AT • ABSSTEM Technologies LLP | FI151 | Pressure Vessel,Tank-ST (As Per AIS),ID 600 mm,1500 mm,MS,6 mm,6 mm,11 barg,16.5 barg,(0°C - 80°C), | Fabricated Items | Pressure Vessel | Nos | 731100 | 18.00 | 0.00 | Yes | Yes | No |  | finished_good |  | Buy external | No |  |  |  | Yes | Yes | Yes
AT • ABSSTEM Technologies LLP | FI152 | Pressure Vessel,Tank-ST (As Per AIS),ID 810 mm,1500 mm,MS,6 mm,6 mm,11 barg,16.5 barg,(0°C - 80°C), | Fabricated Items | Pressure Vessel | Nos | 731100 | 18.00 | 0.00 | Yes | Yes | No |  | finished_good |  | Buy external | No |  |  |  | Yes | Yes | Yes
AT • ABSSTEM Technologies LLP | FI153 | Pressure Vessel,Tank-ST (As Per AIS),ID 1200 mm,1500 mm,MS,6 mm,8 mm,8.8 Barg,13.2 Barg,(0°C - 80°C) | Fabricated Items | Pressure Vessel | Nos | 731100 | 18.00 | 0.00 | Yes | Yes | No |  | finished_good |  | Buy external | No |  |  |  | Yes | Yes | Yes
AT • ABSSTEM Technologies LLP | FI154 | Pressure Vessel,Tank-ST (As Per AIS),ID 1400 mm,1500 mm,MS,6 mm,8 mm,8.8 Barg,13.2 Barg,(0°C - 80°C) | Fabricated Items | Pressure Vessel | Nos | 731100 | 18.00 | 0.00 | Yes | Yes | No |  | finished_good |  | Buy external | No |  |  |  | Yes | Yes | Yes
AT • ABSSTEM Technologies LLP | FI155 | Heat Exchanger,Water-Cooled System,160 CFM,MS,,Kabir International | Fabricated Items | Heat Exchanger | Nos | 8419 | 18.00 | 0.00 | Yes | Yes | No |  | finished_good |  | Buy external | No |  |  |  | Yes | Yes | Yes
AT • ABSSTEM Technologies LLP | FI156 | Pressure Vessel,Tank-ST (As Per AIS),ID 900 mm,2515 mm,MS,25 mm,28 mm,71.5 Barg,107.25 Barg,(0°C - 8 | Fabricated Items | Pressure Vessel | Nos | 731100 | 18.00 | 0.00 | Yes | Yes | No |  | finished_good |  | Buy external | No |  |  |  | Yes | Yes | Yes
AT • ABSSTEM Technologies LLP | FI157 | Pressure Vessel,Tank-ST (As Per AIS),ID 1400,1980 mm,MS,6 mm,8 mm,8.8 Barg,13.2 Barg,(0°C - 80°C), | Fabricated Items | Pressure Vessel | Nos | 731100 | 18.00 | 0.00 | Yes | Yes | No |  | finished_good |  | Buy external | No |  |  |  | Yes | Yes | Yes
AT • ABSSTEM Technologies LLP | FI158 | Pressure Vessel,Tank-F (As Per AIS),ID 1200,1000 mm,MS,10 mm,10 mm,8.8 Barg,13.2 Barg,(0°C - 80°C), | Fabricated Items | Pressure Vessel | Nos | 731100 | 18.00 | 0.00 | Yes | Yes | No |  | finished_good |  | Buy external | No |  |  |  | Yes | Yes | Yes
AT • ABSSTEM Technologies LLP | FI159 | Pressure Vessel,Tank-ST (As Per AIS),ID 1484,2280 mm,MS,8 mm,10 mm,8.8 Barg,13.2 Barg,(0°C - 80°C), | Fabricated Items | Pressure Vessel | Nos | 731100 | 18.00 | 0.00 | Yes | Yes | No |  | finished_good |  | Buy external | No |  |  |  | Yes | Yes | Yes
AT • ABSSTEM Technologies LLP | FI16 | Pressure Vessel,Tank-F (As Per DRG),ID 394 mm,1600 mm,MS,6 mm,8 mm,8.27 Barg,12.3 Barg,(0°C - 80°C) | Fabricated Items | Pressure Vessel | Nos | 731100 | 18.00 | 0.00 | Yes | Yes | No |  | finished_good |  | Buy external | No |  |  |  | Yes | Yes | Yes
AT • ABSSTEM Technologies LLP | FI160 | Pressure Vessel,Tank-ST (As Per AIS),ID 988,2280 mm,MS,6 mm,8 mm,8.8 Barg,13.2 Barg,(0°C - 80°C), | Fabricated Items | Pressure Vessel | Nos | 731100 | 18.00 | 0.00 | Yes | Yes | No |  | finished_good |  | Buy external | No |  |  |  | Yes | Yes | Yes
AT • ABSSTEM Technologies LLP | FI161 | Pressure Vessel,Tank-ST (As Per AIS),ID 400 mm,1000 mm,MS,5 mm,5 mm,13.2 Barg,19.8 Barg,(0°C - 80°C | Fabricated Items | Pressure Vessel | Nos | 731100 | 18.00 | 0.00 | Yes | Yes | No |  | finished_good |  | Buy external | No |  |  |  | Yes | Yes | Yes
AT • ABSSTEM Technologies LLP | FI162 | Pressure Vessel,Tank-ST (As Per AIS),ID 1444 mm,5000 mm,MS,28 mm,32 mm,44 Barg,66 Barg,(0°C - 80°C), | Fabricated Items | Pressure Vessel | Nos | 731100 | 18.00 | 0.00 | Yes | Yes | No |  | finished_good |  | Buy external | No |  |  |  | Yes | Yes | Yes
AT • ABSSTEM Technologies LLP | FI163 | Pressure Vessel,Tank-ST (As Per AIS),ID 500 mm,1260 mm,MS,5 mm,5 mm,8.8 Barg,13.2 Barg,(0°C - 80°C), | Fabricated Items | Pressure Vessel | Nos | 731100 | 18.00 | 0.00 | Yes | Yes | No |  | finished_good |  | Buy external | No |  |  |  | Yes | Yes | Yes
AT • ABSSTEM Technologies LLP | FI164 | Pressure Vessel,Tank-ST (As Per AIS),ID 344 mm,1100 mm,MS,8 mm,8 mm,22 Barg,33 Barg,(0°C - 80°C), | Fabricated Items | Pressure Vessel | Nos | 731100 | 18.00 | 0.00 | Yes | Yes | No |  | finished_good |  | Buy external | No |  |  |  | Yes | Yes | Yes
AT • ABSSTEM Technologies LLP | FI165 | Cabinet,1650 X 800 X 460 mm,MS,2 mm,Absstem-CC08,Traffic White | Fabricated Items | Cabinet | Nos | 7326 | 18.00 | 0.00 | Yes | Yes | No |  | finished_good |  | Buy external | No |  |  |  | Yes | Yes | Yes
AT • ABSSTEM Technologies LLP | FI166 | Pressure Vessel,Tank-ST (As Per AIS),ID 2460 mm,7560 mm,MS,20 mm,20 mm,17.6 Barg,24 Barg,(0°C - 80°C | Fabricated Items | Pressure Vessel | Nos | 731100 | 18.00 | 0.00 | Yes | Yes | No |  | finished_good |  | Buy external | No |  |  |  | Yes | Yes | Yes
AT • ABSSTEM Technologies LLP | FI167 | Pressure Vessel,Tank-ST (As Per DRG),ID 1800 mm,1500 mm,MS,8 mm,10 mm,8.27 Barg,12.3 Barg,(0°C - 80 | Fabricated Items | Pressure Vessel | Nos | 731100 | 18.00 | 0.00 | Yes | Yes | No |  | finished_good |  | Buy external | No |  |  |  | Yes | Yes | Yes
AT • ABSSTEM Technologies LLP | FI168 | Pressure Vessel,Tank-ST (As Per DRG),ID 1500 mm,2000 mm,MS,8 mm,10 mm,8.8 Barg,13.2 Barg,(0°C - 80° | Fabricated Items | Pressure Vessel | Nos | 731100 | 18.00 | 0.00 | Yes | Yes | No |  | finished_good |  | Buy external | No |  |  |  | Yes | Yes | Yes
AT • ABSSTEM Technologies LLP | FI169 | Cabinet,1870 X 1450 X 300 mm,MS,2 mm,Absstem-CC09,Traffic White | Fabricated Items | Cabinet | Nos | 7326 | 18.00 | 0.00 | Yes | Yes | No |  | finished_good |  | Buy external | No |  |  |  | Yes | Yes | Yes
AT • ABSSTEM Technologies LLP | FI17 | Pressure Vessel,Tank-F (As Per DRG),ID 344 mm,1600 mm,MS,6 mm,8 mm,8.27 Barg,12.3 Barg,(0°C - 80°C) | Fabricated Items | Pressure Vessel | Nos | 731100 | 18.00 | 0.00 | Yes | Yes | No |  | finished_good |  | Buy external | No |  |  |  | Yes | Yes | Yes
AT • ABSSTEM Technologies LLP | FI18 | Pressure Vessel,Tank-F (As Per DRG),ID 630 mm,1500 mm,MS,6 mm,8 mm,8.27 Barg,12.3 Barg,(0°C - 80°C) | Fabricated Items | Pressure Vessel | Nos | 731100 | 18.00 | 0.00 | Yes | Yes | No |  | finished_good |  | Buy external | No |  |  |  | Yes | Yes | Yes
AT • ABSSTEM Technologies LLP | FI19 | Pressure Vessel,Tank-F (As Per DRG),ID 207 mm,1100 mm,MS,6 mm,8 mm,8.27 Barg,12.3 Barg,(0°C - 80°C) | Fabricated Items | Pressure Vessel | Nos | 731100 | 18.00 | 0.00 | Yes | Yes | No |  | finished_good |  | Buy external | No |  |  |  | Yes | Yes | Yes
AT • ABSSTEM Technologies LLP | FI2 | Cabinet,1200 X 600 X 410 mm,MS,1.2 mm,Absstem-CC02,Traffic White | Fabricated Items | Cabinet | Nos | 7326 | 18.00 | 0.00 | Yes | Yes | No |  | finished_good |  | Buy external | No |  |  |  | Yes | Yes | Yes
AT • ABSSTEM Technologies LLP | FI20 | Pressure Vessel,Tank-ST (As Per DRG),ID 950 mm,1500 mm,MS,6 mm,8 mm,8.27 Barg,12.3 Barg,(0°C - 80°C | Fabricated Items | Pressure Vessel | Nos | 731100 | 18.00 | 0.00 | Yes | Yes | No |  | finished_good |  | Buy external | No |  |  |  | Yes | Yes | Yes
AT • ABSSTEM Technologies LLP | FI21 | Pressure Vessel,Tank-ST (As Per DRG),ID 900 mm,1500 mm,MS,6 mm,8 mm,8.27 Barg,12.3 Barg,(0°C - 80°C | Fabricated Items | Pressure Vessel | Nos | 731100 | 18.00 | 0.00 | Yes | Yes | No |  | finished_good |  | Buy external | No |  |  |  | Yes | Yes | Yes
AT • ABSSTEM Technologies LLP | FI22 | Pressure Vessel,Tank-ST (As Per DRG),ID 1100 mm,1500 mm,MS,8 mm,8 mm,8.27 Barg,12.3 Barg,(0°C - 80° | Fabricated Items | Pressure Vessel | Nos | 731100 | 18.00 | 0.00 | Yes | Yes | No |  | finished_good |  | Buy external | No |  |  |  | Yes | Yes | Yes
AT • ABSSTEM Technologies LLP | FI23 | Pressure Vessel,Tank-ST (As Per DRG),ID 1300 mm,1500 mm,MS,8 mm,8 mm,8.27 Barg,12.3 Barg,(0°C - 80° | Fabricated Items | Pressure Vessel | Nos | 731100 | 18.00 | 0.00 | Yes | Yes | No |  | finished_good |  | Buy external | No |  |  |  | Yes | Yes | Yes
AT • ABSSTEM Technologies LLP | FI24 | Pressure Vessel,Tank-ST (As Per DRG),ID 546 mm,1500 mm,MS,6 mm,8 mm,8.27 Barg,12.3 Barg,(0°C - 80°C | Fabricated Items | Pressure Vessel | Nos | 731100 | 18.00 | 0.00 | Yes | Yes | No |  | finished_good |  | Buy external | No |  |  |  | Yes | Yes | Yes
AT • ABSSTEM Technologies LLP | FI25 | Pressure Vessel,Tank-ST (As Per DRG),ID 600 mm,1500 mm,MS,6 mm,8 mm,8.27 Barg,12.3 Barg,(0°C - 80°C | Fabricated Items | Pressure Vessel | Nos | 731100 | 18.00 | 0.00 | Yes | Yes | No |  | finished_good |  | Buy external | No |  |  |  | Yes | Yes | Yes
AT • ABSSTEM Technologies LLP | FI26 | Pressure Vessel,Tank-ST (As Per DRG),ID 1800 mm,1500 mm,MS,8 mm,8 mm,8.27 Barg,12.3 Barg,(0°C - 80° | Fabricated Items | Pressure Vessel | Nos | 731100 | 18.00 | 0.00 | Yes | Yes | No |  | finished_good |  | Buy external | No |  |  |  | Yes | Yes | Yes
AT • ABSSTEM Technologies LLP | FI27 | Pressure Vessel,Tank-ST (As Per DRG),ID 850 mm,1500 mm,MS,6 mm,8 mm,8.27 Barg,12.3 Barg,(0°C - 80°C | Fabricated Items | Pressure Vessel | Nos | 731100 | 18.00 | 0.00 | Yes | Yes | No |  | finished_good |  | Buy external | No |  |  |  | Yes | Yes | Yes
AT • ABSSTEM Technologies LLP | FI28 | Pressure Vessel,Tank-ST (As Per DRG),ID 1600 mm,1500 mm,MS,8 mm,8 mm,8.27 Barg,12.3 Barg,(0°C - 80° | Fabricated Items | Pressure Vessel | Nos | 731100 | 18.00 | 0.00 | Yes | Yes | No |  | finished_good |  | Buy external | No |  |  |  | Yes | Yes | Yes
AT • ABSSTEM Technologies LLP | FI29 | Pressure Vessel,Tank-ST (As Per DRG),ID 1400 mm,1500 mm,MS,8 mm,8 mm,8.27 Barg,12.3 Barg,(0°C - 80° | Fabricated Items | Pressure Vessel | Nos | 731100 | 18.00 | 0.00 | Yes | Yes | No |  | finished_good |  | Buy external | No |  |  |  | Yes | Yes | Yes
AT • ABSSTEM Technologies LLP | FI3 | Cabinet,1500 X 1100 X 300 mm,MS,1.6 mm,Absstem-CC03,Traffic White | Fabricated Items | Cabinet | Nos | 7326 | 18.00 | 0.00 | Yes | Yes | No |  | finished_good |  | Buy external | No |  |  |  | Yes | Yes | Yes
AT • ABSSTEM Technologies LLP | FI30 | Pressure Vessel,Tank-ST (As Per DRG),ID 1500 mm,1500 mm,MS,8 mm,8 mm,8.27 Barg,12.3 Barg,(0°C - 80° | Fabricated Items | Pressure Vessel | Nos | 731100 | 18.00 | 0.00 | Yes | Yes | No |  | finished_good |  | Buy external | No |  |  |  | Yes | Yes | Yes
AT • ABSSTEM Technologies LLP | FI31 | Pressure Vessel,Tank-ST (As Per DRG),ID 1000 mm,1500 mm,MS,6 mm,8 mm,8.27 Barg,12.3 Barg,(0°C - 80° | Fabricated Items | Pressure Vessel | Nos | 731100 | 18.00 | 0.00 | Yes | Yes | No |  | finished_good |  | Buy external | No |  |  |  | Yes | Yes | Yes
AT • ABSSTEM Technologies LLP | FI32 | Pressure Vessel,Tank-ST (As Per DRG),ID 1200 mm,1500 mm,MS,8 mm,8 mm,8.27 Barg,12.3 Barg,(0°C - 80° | Fabricated Items | Pressure Vessel | Nos | 731100 | 18.00 | 0.00 | Yes | Yes | No |  | finished_good |  | Buy external | No |  |  |  | Yes | Yes | Yes
AT • ABSSTEM Technologies LLP | FI33 | Pressure Vessel,Tank-ST (As Per DRG),ID 1700 mm,1500 mm,MS,8 mm,8 mm,8.27 Barg,12.3 Barg,(0°C - 80° | Fabricated Items | Pressure Vessel | Nos | 731100 | 18.00 | 0.00 | Yes | Yes | No |  | finished_good |  | Buy external | No |  |  |  | Yes | Yes | Yes
AT • ABSSTEM Technologies LLP | FI34 | Pressure Vessel,Tank-ST (As Per DRG),ID 1900 mm,1500 mm,MS,8 mm,8 mm,8.27 Barg,12.3 Barg,(0°C - 80° | Fabricated Items | Pressure Vessel | Nos | 731100 | 18.00 | 0.00 | Yes | Yes | No |  | finished_good |  | Buy external | No |  |  |  | Yes | Yes | Yes
AT • ABSSTEM Technologies LLP | FI35 | Pressure Vessel,Tank-ST (As Per DRG),ID 2500 mm,1500 mm,MS,12 mm,14 mm,8.27 Barg,12.3 Barg,(0°C - 8 | Fabricated Items | Pressure Vessel | Nos | 731100 | 18.00 | 0.00 | Yes | Yes | No |  | finished_good |  | Buy external | No |  |  |  | Yes | Yes | Yes
AT • ABSSTEM Technologies LLP | FI36 | Sandwich,Dia 95 mm,MS & SS,Absstem,4.5 - 5 mm,5 mm,13-14 mm | Fabricated Items | Sandwich | Nos | 7301 | 18.00 | 0.00 | Yes | Yes | No |  | finished_good |  | Buy external | No |  |  |  | Yes | Yes | Yes
AT • ABSSTEM Technologies LLP | FI37 | Sandwich,Dia 202 mm,MS & SS,Absstem,4.5 - 5 mm,5 mm,13-14 mm | Fabricated Items | Sandwich | Nos | 7301 | 18.00 | 0.00 | Yes | Yes | No |  | finished_good |  | Buy external | No |  |  |  | Yes | Yes | Yes
AT • ABSSTEM Technologies LLP | FI38 | Sandwich,Dia 305 mm,MS & SS,Absstem,4.5 - 5 mm,5 mm,13-14 mm | Fabricated Items | Sandwich | Nos | 7301 | 18.00 | 0.00 | Yes | Yes | No |  | finished_good |  | Buy external | No |  |  |  | Yes | Yes | Yes
AT • ABSSTEM Technologies LLP | FI39 | Sandwich,Dia 339 mm,MS & SS,Absstem,4.5 - 5 mm,5 mm,13-14 mm | Fabricated Items | Sandwich | Nos | 7301 | 18.00 | 0.00 | Yes | Yes | No |  | finished_good |  | Buy external | No |  |  |  | Yes | Yes | Yes
AT • ABSSTEM Technologies LLP | FI4 | Cabinet,1680 X 700 X 280 mm,MS,1.6 mm,Absstem-CC04,Traffic White | Fabricated Items | Cabinet | Nos | 7326 | 18.00 | 0.00 | Yes | Yes | No |  | finished_good |  | Buy external | No |  |  |  | Yes | Yes | Yes
AT • ABSSTEM Technologies LLP | FI40 | Sandwich,Dia 389 mm,MS & SS,Absstem,4.5 - 5 mm,5 mm,13-14 mm | Fabricated Items | Sandwich | Nos | 7301 | 18.00 | 0.00 | Yes | Yes | No |  | finished_good |  | Buy external | No |  |  |  | Yes | Yes | Yes
AT • ABSSTEM Technologies LLP | FI41 | Sandwich,Dia 395 mm,MS & SS,Absstem,4.5 - 5 mm,5 mm,13-14 mm | Fabricated Items | Sandwich | Nos | 7301 | 18.00 | 0.00 | Yes | Yes | No |  | finished_good |  | Buy external | No |  |  |  | Yes | Yes | Yes
AT • ABSSTEM Technologies LLP | FI42 | Sandwich,Dia 541 mm,MS & SS,Absstem,4.5 - 5 mm,5 mm,13-14 mm | Fabricated Items | Sandwich | Nos | 7301 | 18.00 | 0.00 | Yes | Yes | No |  | finished_good |  | Buy external | No |  |  |  | Yes | Yes | Yes
AT • ABSSTEM Technologies LLP | FI43 | Sandwich,Dia 595 mm,MS & SS,Absstem,4.5 - 5 mm,5 mm,13-14 mm | Fabricated Items | Sandwich | Nos | 7301 | 18.00 | 0.00 | Yes | Yes | No |  | finished_good |  | Buy external | No |  |  |  | Yes | Yes | Yes
AT • ABSSTEM Technologies LLP | FI44 | Sandwich,Dia 625 mm,MS & SS,Absstem,4.5 - 5 mm,5 mm,13-14 mm | Fabricated Items | Sandwich | Nos | 7301 | 18.00 | 0.00 | Yes | Yes | No |  | finished_good |  | Buy external | No |  |  |  | Yes | Yes | Yes
AT • ABSSTEM Technologies LLP | FI45 | Sandwich,Dia 725 mm,MS & SS,Absstem,4.5 - 5 mm,5 mm,13-14 mm | Fabricated Items | Sandwich | Nos | 7301 | 18.00 | 0.00 | Yes | Yes | No |  | finished_good |  | Buy external | No |  |  |  | Yes | Yes | Yes
AT • ABSSTEM Technologies LLP | FI46 | Sandwich,Dia 795 mm,MS & SS,Absstem,4.5 - 5 mm,5 mm,13-14 mm | Fabricated Items | Sandwich | Nos | 7301 | 18.00 | 0.00 | Yes | Yes | No |  | finished_good |  | Buy external | No |  |  |  | Yes | Yes | Yes
AT • ABSSTEM Technologies LLP | FI47 | Sandwich,Dia 870 mm,MS & SS,Absstem,4.5 - 5 mm,5 mm,13-14 mm | Fabricated Items | Sandwich | Nos | 7301 | 18.00 | 0.00 | Yes | Yes | No |  | finished_good |  | Buy external | No |  |  |  | Yes | Yes | Yes
AT • ABSSTEM Technologies LLP | FI48 | Sandwich,Dia 945 mm,MS & SS,Absstem,4.5 - 5 mm,5 mm,13-14 mm | Fabricated Items | Sandwich | Nos | 7301 | 18.00 | 0.00 | Yes | Yes | No |  | finished_good |  | Buy external | No |  |  |  | Yes | Yes | Yes
AT • ABSSTEM Technologies LLP | FI49 | Hollow Plug,2" X 1/2",MS,Absstem-HP01 | Fabricated Items-Bulk | Hollow Plug | Nos | 820819 | 18.00 | 0.00 | Yes | Yes | No |  | finished_good |  | Buy external | No |  |  |  | Yes | Yes | Yes
AT • ABSSTEM Technologies LLP | FI5 | Cabinet,1700 X 1300 X 300 mm,MS,2 mm,Absstem-CC05,Traffic White | Fabricated Items | Cabinet | Nos | 7326 | 18.00 | 0.00 | Yes | Yes | No |  | finished_good |  | Buy external | No |  |  |  | Yes | Yes | Yes
AT • ABSSTEM Technologies LLP | FI50 | Hollow Plug,2" X 3/4",MS,Absstem-HP02 | Fabricated Items-Bulk | Hollow Plug | Nos | 820819 | 18.00 | 0.00 | Yes | Yes | No |  | finished_good |  | Buy external | No |  |  |  | Yes | Yes | Yes
AT • ABSSTEM Technologies LLP | FI51 | Hollow Plug,2" X 1",MS,Absstem-HP03 | Fabricated Items-Bulk | Hollow Plug | Nos | 820819 | 18.00 | 0.00 | Yes | Yes | No |  | finished_good |  | Buy external | No |  |  |  | Yes | Yes | Yes
AT • ABSSTEM Technologies LLP | FI52 | Hollow Plug,2.5" X 1.5",MS,Absstem-HP04 | Fabricated Items-Bulk | Hollow Plug | Nos | 820819 | 18.00 | 0.00 | Yes | Yes | No |  | finished_good |  | Buy external | No |  |  |  | Yes | Yes | Yes
AT • ABSSTEM Technologies LLP | FI53 | Hollow Plug,3" X 2",MS,Absstem-HP05 | Fabricated Items-Bulk | Hollow Plug | Nos | 820819 | 18.00 | 0.00 | Yes | Yes | No |  | finished_good |  | Buy external | No |  |  |  | Yes | Yes | Yes
AT • ABSSTEM Technologies LLP | FI54 | Mounting Plate,Filter,600 mm,MS,Absstem-MP01,5 mm | Fabricated Items | Mounting Plate | Nos | 7326 | 18.00 | 0.00 | Yes | Yes | No |  | finished_good |  | Buy external | No |  |  |  | Yes | Yes | Yes
AT • ABSSTEM Technologies LLP | FI55 | Mounting Plate,Filter,800 mm,MS,Absstem-MP02,5 mm | Fabricated Items | Mounting Plate | Nos | 7326 | 18.00 | 0.00 | Yes | Yes | No |  | finished_good |  | Buy external | No |  |  |  | Yes | Yes | Yes
AT • ABSSTEM Technologies LLP | FI56 | Mounting Plate,Filter,900 mm,MS,Absstem-MP03,5 mm | Fabricated Items | Mounting Plate | Nos | 7326 | 18.00 | 0.00 | Yes | Yes | No |  | finished_good |  | Buy external | No |  |  |  | Yes | Yes | Yes
AT • ABSSTEM Technologies LLP | FI57 | Mounting Plate,Filter,975 mm,MS,Absstem-MP04,5 mm | Fabricated Items | Mounting Plate | Nos | 7326 | 18.00 | 0.00 | Yes | Yes | No |  | finished_good |  | Buy external | No |  |  |  | Yes | Yes | Yes
AT • ABSSTEM Technologies LLP | FI58 | Mounting Plate,Filter,1020 mm,MS,Absstem-MP05,5 mm | Fabricated Items | Mounting Plate | Nos | 7326 | 18.00 | 0.00 | Yes | Yes | No |  | finished_good |  | Buy external | No |  |  |  | Yes | Yes | Yes
AT • ABSSTEM Technologies LLP | FI59 | Mounting Plate,Filter,1100 mm,MS,Absstem-MP06,5 mm | Fabricated Items | Mounting Plate | Nos | 7326 | 18.00 | 0.00 | Yes | Yes | No |  | finished_good |  | Buy external | No |  |  |  | Yes | Yes | Yes
AT • ABSSTEM Technologies LLP | FI6 | Pressure Vessel,Tank-F (As Per DRG),ID 546 mm,1000 mm,MS,6 mm,8 mm,8.27 Barg,12.3 Barg,(0°C - 80°C) | Fabricated Items | Pressure Vessel | Nos | 731100 | 18.00 | 0.00 | Yes | Yes | No |  | finished_good |  | Buy external | No |  |  |  | Yes | Yes | Yes
AT • ABSSTEM Technologies LLP | FI60 | Mounting Plate,Filter,1215 mm,MS,Absstem-MP07,5 mm | Fabricated Items | Mounting Plate | Nos | 7326 | 18.00 | 0.00 | Yes | Yes | No |  | finished_good |  | Buy external | No |  |  |  | Yes | Yes | Yes
AT • ABSSTEM Technologies LLP | FI61 | Mounting Plate,Valve,1100 X 620 mm,MS,Absstem-MP08,5 mm | Fabricated Items | Mounting Plate | Nos | 7326 | 18.00 | 0.00 | Yes | Yes | No |  | finished_good |  | Buy external | No |  |  |  | Yes | Yes | Yes
AT • ABSSTEM Technologies LLP | FI62 | Mounting Plate,Valve,1000 X 900 mm,MS,Absstem-MP09,5 mm | Fabricated Items | Mounting Plate | Nos | 7326 | 18.00 | 0.00 | Yes | Yes | No |  | finished_good |  | Buy external | No |  |  |  | Yes | Yes | Yes
AT • ABSSTEM Technologies LLP | FI63 | Base Frame,1000 X 840 X 120 mm,MS,Absstem-BF01,5 mm | Fabricated Items | Base Frame | Nos | 7326 | 18.00 | 0.00 | Yes | Yes | No |  | finished_good |  | Buy external | No |  |  |  | Yes | Yes | Yes
AT • ABSSTEM Technologies LLP | FI64 | Base Frame,1350 X 1020 X 120 mm,MS,Absstem-BF02,5 mm | Fabricated Items | Base Frame | Nos | 7326 | 18.00 | 0.00 | Yes | Yes | No |  | finished_good |  | Buy external | No |  |  |  | Yes | Yes | Yes
AT • ABSSTEM Technologies LLP | FI65 | Base Frame,1550 X 1100 X 120 mm,MS,Absstem-BF03,5 mm | Fabricated Items | Base Frame | Nos | 7326 | 18.00 | 0.00 | Yes | Yes | No |  | finished_good |  | Buy external | No |  |  |  | Yes | Yes | Yes
AT • ABSSTEM Technologies LLP | FI66 | Base Frame,1720 X 1190 X 120 mm,MS,Absstem-BF04,5 mm | Fabricated Items | Base Frame | Nos | 7326 | 18.00 | 0.00 | Yes | Yes | No |  | finished_good |  | Buy external | No |  |  |  | Yes | Yes | Yes
AT • ABSSTEM Technologies LLP | FI67 | Base Frame,1820 X 1240 X 120 mm,MS,Absstem-BF05,5 mm | Fabricated Items | Base Frame | Nos | 7326 | 18.00 | 0.00 | Yes | Yes | No |  | finished_good |  | Buy external | No |  |  |  | Yes | Yes | Yes
AT • ABSSTEM Technologies LLP | FI68 | Base Frame,1900 X 1290 X 120 mm,MS,Absstem-BF06,5 mm | Fabricated Items | Base Frame | Nos | 7326 | 18.00 | 0.00 | Yes | Yes | No |  | finished_good |  | Buy external | No |  |  |  | Yes | Yes | Yes
AT • ABSSTEM Technologies LLP | FI69 | Base Frame,2300 X 1590 X 120 mm,MS,Absstem-BF07,5 mm | Fabricated Items | Base Frame | Nos | 7326 | 18.00 | 0.00 | Yes | Yes | No |  | finished_good |  | Buy external | No |  |  |  | Yes | Yes | Yes
AT • ABSSTEM Technologies LLP | FI7 | Pressure Vessel,Tank-F (As Per DRG),ID 310 mm,1300 mm,MS,6 mm,8 mm,8.27 Barg,12.3 Barg,(0°C - 80°C) | Fabricated Items | Pressure Vessel | Nos | 731100 | 18.00 | 0.00 | Yes | Yes | No |  | finished_good |  | Buy external | No |  |  |  | Yes | Yes | Yes
AT • ABSSTEM Technologies LLP | FI70 | Base Frame,2633 X 1253 X 120 mm,MS,Absstem-BF08,5 mm | Fabricated Items | Base Frame | Nos | 7326 | 18.00 | 0.00 | Yes | Yes | No |  | finished_good |  | Buy external | No |  |  |  | Yes | Yes | Yes
AT • ABSSTEM Technologies LLP | FI71 | Base Frame,930 X 910 X 150 mm,MS,Absstem-BF09,5 mm | Fabricated Items | Base Frame | Nos | 7326 | 18.00 | 0.00 | Yes | Yes | No |  | finished_good |  | Buy external | No |  |  |  | Yes | Yes | Yes
AT • ABSSTEM Technologies LLP | FI72 | Base Frame,1000 X 980 X 150 mm,MS,Absstem-BF10,5 mm | Fabricated Items | Base Frame | Nos | 7326 | 18.00 | 0.00 | Yes | Yes | No |  | finished_good |  | Buy external | No |  |  |  | Yes | Yes | Yes
AT • ABSSTEM Technologies LLP | FI73 | Support,Pre-Filter Compressor,180 X 35 mm,GI,Absstem-S01,1-1.2 mm | Fabricated Items | Support | Nos | 7216 | 18.00 | 0.00 | Yes | Yes | No |  | finished_good |  | Buy external | No |  |  |  | Yes | Yes | Yes
AT • ABSSTEM Technologies LLP | FI74 | Support,Pre-Filter Compressor,225 X 45 mm,GI,Absstem-S02,1-1.2 mm | Fabricated Items | Support | Nos | 7216 | 18.00 | 0.00 | Yes | Yes | No |  | finished_good |  | Buy external | No |  |  |  | Yes | Yes | Yes
AT • ABSSTEM Technologies LLP | FI75 | Support,Pre-Filter Compressor,360 X 150 mm,GI,Absstem-S03,1-1.2 mm | Fabricated Items | Support | Nos | 7216 | 18.00 | 0.00 | Yes | Yes | No |  | finished_good |  | Buy external | No |  |  |  | Yes | Yes | Yes
AT • ABSSTEM Technologies LLP | FI76 | Support,Pre-Filter Compressor,175 X 385 mm,GI,Absstem-S04,1-1.2 mm | Fabricated Items | Support | Nos | 7216 | 18.00 | 0.00 | Yes | Yes | No |  | finished_good |  | Buy external | No |  |  |  | Yes | Yes | Yes
AT • ABSSTEM Technologies LLP | FI77 | Support,Junction Box,395 X 100 mm,MS,Absstem-S05,2 mm | Fabricated Items-Bulk | Support | Nos | 7216 | 18.00 | 0.00 | Yes | Yes | No |  | finished_good |  | Buy external | No |  |  |  | Yes | Yes | Yes
AT • ABSSTEM Technologies LLP | FI78 | Support,Power Panel,660 X 400 mm,MS,Absstem-S06,5 mm | Fabricated Items | Support | Nos | 7216 | 18.00 | 0.00 | Yes | Yes | No |  | finished_good |  | Buy external | No |  |  |  | Yes | Yes | Yes
AT • ABSSTEM Technologies LLP | FI79 | Support,Power Panel,660 X 555 mm,MS,Absstem-S07,5 mm | Fabricated Items | Support | Nos | 7216 | 18.00 | 0.00 | Yes | Yes | No |  | finished_good |  | Buy external | No |  |  |  | Yes | Yes | Yes
AT • ABSSTEM Technologies LLP | FI8 | Pressure Vessel,Tank-F (As Per DRG),ID 344 mm,1820 mm,MS,6 mm,8 mm,8.27 Barg,12.3 Barg,(0°C - 80°C) | Fabricated Items | Pressure Vessel | Nos | 731100 | 18.00 | 0.00 | Yes | Yes | No |  | finished_good |  | Buy external | No |  |  |  | Yes | Yes | Yes
AT • ABSSTEM Technologies LLP | FI80 | Support,Power Panel,750 X 660 mm,MS,Absstem-S08,5 mm | Fabricated Items | Support | Nos | 7216 | 18.00 | 0.00 | Yes | Yes | No |  | finished_good |  | Buy external | No |  |  |  | Yes | Yes | Yes
AT • ABSSTEM Technologies LLP | FI81 | Support,UPS Battery,,MS,Absstem-S09,5 mm | Fabricated Items | Support | Nos | 7216 | 18.00 | 0.00 | Yes | Yes | No |  | finished_good |  | Buy external | No |  |  |  | Yes | Yes | Yes
AT • ABSSTEM Technologies LLP | FI82 | Support,Pipe,115 X 70 X 50 mm,MS,Absstem-S10,2 mm | Fabricated Items-Bulk | Support | Nos | 7216 | 18.00 | 0.00 | Yes | Yes | No |  | finished_good |  | Buy external | No |  |  |  | Yes | Yes | Yes
AT • ABSSTEM Technologies LLP | FI83 | Support,Cabinet - L Type,135 X 95 X 75 mm,MS,Absstem-S11,4 mm | Fabricated Items-Bulk | Support | Nos | 7216 | 18.00 | 0.00 | Yes | Yes | No |  | finished_good |  | Buy external | No |  |  |  | Yes | Yes | Yes
AT • ABSSTEM Technologies LLP | FI84 | Clamp,Angle Valve,1/2",MS,Absstem-CL01,T- 3 mm | Fabricated Items-Bulk | Clamp | Nos | 7301 | 18.00 | 0.00 | Yes | Yes | No |  | finished_good |  | Buy external | No |  |  |  | Yes | Yes | Yes
AT • ABSSTEM Technologies LLP | FI85 | Clamp,Angle Valve,3/4",MS,Absstem-CL02,T- 3 mm | Fabricated Items-Bulk | Clamp | Nos | 7301 | 18.00 | 0.00 | Yes | Yes | No |  | finished_good |  | Buy external | No |  |  |  | Yes | Yes | Yes
AT • ABSSTEM Technologies LLP | FI86 | Clamp,Angle Valve,1",MS,Absstem-CL03,T- 4 mm | Fabricated Items-Bulk | Clamp | Nos | 7301 | 18.00 | 0.00 | Yes | Yes | No |  | finished_good |  | Buy external | No |  |  |  | Yes | Yes | Yes
AT • ABSSTEM Technologies LLP | FI87 | Clamp,Angle Valve,1.5",MS,Absstem-CL04,T- 4 mm | Fabricated Items-Bulk | Clamp | Nos | 7301 | 18.00 | 0.00 | Yes | Yes | No |  | finished_good |  | Buy external | No |  |  |  | Yes | Yes | Yes
AT • ABSSTEM Technologies LLP | FI88 | Clamp,Angle Valve,2",MS,Absstem-CL05,T- 4 mm | Fabricated Items-Bulk | Clamp | Nos | 7301 | 18.00 | 0.00 | Yes | Yes | No |  | finished_good |  | Buy external | No |  |  |  | Yes | Yes | Yes
AT • ABSSTEM Technologies LLP | FI89 | Clamp,Pressure Regulator,1/4",MS,Absstem-CL06,T- 2 mm | Fabricated Items-Bulk | Clamp | Nos | 7301 | 18.00 | 0.00 | Yes | Yes | No |  | finished_good |  | Buy external | No |  |  |  | Yes | Yes | Yes
AT • ABSSTEM Technologies LLP | FI9 | Pressure Vessel,Tank-F (As Per DRG),ID 400 mm,1500 mm,MS,6 mm,8 mm,8.27 Barg,12.3 Barg,(0°C - 80°C) | Fabricated Items | Pressure Vessel | Nos | 731100 | 18.00 | 0.00 | Yes | Yes | No |  | finished_good |  | Buy external | No |  |  |  | Yes | Yes | Yes
AT • ABSSTEM Technologies LLP | FI90 | Clamp,Pressure Regulator,1/2",MS,Absstem-CL07,T- 3 mm | Fabricated Items-Bulk | Clamp | Nos | 7301 | 18.00 | 0.00 | Yes | Yes | No |  | finished_good |  | Buy external | No |  |  |  | Yes | Yes | Yes
AT • ABSSTEM Technologies LLP | FI91 | Clamp,Pressure Regulator,3/4",MS,Absstem-CL08,T- 2 mm | Fabricated Items-Bulk | Clamp | Nos | 7301 | 18.00 | 0.00 | Yes | Yes | No |  | finished_good |  | Buy external | No |  |  |  | Yes | Yes | Yes
AT • ABSSTEM Technologies LLP | FI92 | Clamp,Pressure Transmitter,1/4",MS,Absstem-CL09,T- 2 mm | Fabricated Items-Bulk | Clamp | Nos | 7301 | 18.00 | 0.00 | Yes | Yes | No |  | finished_good |  | Buy external | No |  |  |  | Yes | Yes | Yes
AT • ABSSTEM Technologies LLP | FI93 | Clamp,Line Filter,1/2",MS,Absstem-CL10,T- 3 mm | Fabricated Items-Bulk | Clamp | Nos | 7301 | 18.00 | 0.00 | Yes | Yes | No |  | finished_good |  | Buy external | No |  |  |  | Yes | Yes | Yes
AT • ABSSTEM Technologies LLP | FI94 | Clamp,Line Filter,3/4",MS,Absstem-CL11,T- 4 mm | Fabricated Items-Bulk | Clamp | Nos | 7301 | 18.00 | 0.00 | Yes | Yes | No |  | finished_good |  | Buy external | No |  |  |  | Yes | Yes | Yes
AT • ABSSTEM Technologies LLP | FI95 | Clamp,Line Filter,1",MS,Absstem-CL12,T- 5 mm | Fabricated Items-Bulk | Clamp | Nos | 7301 | 18.00 | 0.00 | Yes | Yes | No |  | finished_good |  | Buy external | No |  |  |  | Yes | Yes | Yes
AT • ABSSTEM Technologies LLP | FI96 | Clamp,Line Filter,1.5",MS,Absstem-CL13,T- 5 mm | Fabricated Items-Bulk | Clamp | Nos | 7301 | 18.00 | 0.00 | Yes | Yes | No |  | finished_good |  | Buy external | No |  |  |  | Yes | Yes | Yes
AT • ABSSTEM Technologies LLP | FI97 | Tikki,Ring,55 X 23 mm,SS-304,Absstem-TI01,2 mm | Fabricated Items-Bulk | Tikki | Nos | 7214 | 18.00 | 0.00 | Yes | Yes | No |  | finished_good |  | Buy external | No |  |  |  | Yes | Yes | Yes
AT • ABSSTEM Technologies LLP | FI98 | Tikki,Ring,55 X 27.5 mm,SS-304,Absstem-TI02,2 mm | Fabricated Items-Bulk | Tikki | Nos | 7214 | 18.00 | 0.00 | Yes | Yes | No |  | finished_good |  | Buy external | No |  |  |  | Yes | Yes | Yes
AT • ABSSTEM Technologies LLP | FI99 | Tikki,Ring,55 X 35 mm,SS-304,Absstem-TI03,2 mm | Fabricated Items-Bulk | Tikki | Nos | 7214 | 18.00 | 0.00 | Yes | Yes | No |  | finished_good |  | Buy external | No |  |  |  | Yes | Yes | Yes
AT • ABSSTEM Technologies LLP | FIB1 | Sheets,Plane,SS,,Sheet-1 mm,Hole- 1.1 mm,Pitch- 3 to 3.1 mm, | Fabricated Items-Bulk | Sheets | MTR | 7208 | 18.00 | 0.00 | Yes | Yes | No |  | finished_good |  | Buy external | No |  |  |  | Yes | Yes | Yes
AT • ABSSTEM Technologies LLP | FIB10 | Sheets,,CR,,,As Per Drawing, | Fabricated Items-Bulk | Sheets | KG | 7208 | 18.00 | 0.00 | Yes | Yes | No |  | finished_good |  | Buy external | No |  |  |  | Yes | Yes | Yes
AT • ABSSTEM Technologies LLP | FIB11 | Clamp,Actuator,85 X 70 X 62 mm,MS,Absstem,T- 4 mm | Fabricated Items-Bulk | Clamp | Nos | 7301 | 18.00 | 0.00 | Yes | Yes | No |  | finished_good |  | Buy external | No |  |  |  | Yes | Yes | Yes
AT • ABSSTEM Technologies LLP | FIB12 | Clamp,Hose Clamp,1",MS + SS,Jolly, | Fabricated Items-Bulk | Clamp | Nos | 7318 | 18.00 | 0.00 | Yes | Yes | No |  | finished_good |  | Buy external | No |  |  |  | Yes | Yes | Yes
AT • ABSSTEM Technologies LLP | FIB13 | Sheets,Plane,Aluminium,260 × 260 mm,T - 76 mm,Pantagoan-6082-T6, | Fabricated Items-Bulk | Sheets | Nos | 7606 | 18.00 | 0.00 | Yes | Yes | No |  | finished_good |  | Buy external | No |  |  |  | Yes | Yes | Yes
AT • ABSSTEM Technologies LLP | FIB2 | Blower Connector,Counter,SS-304,As Per DRG,, | Fabricated Items-Bulk | Blower Connector | Nos | 7307 | 18.00 | 0.00 | Yes | Yes | No |  | finished_good |  | Buy external | No |  |  |  | Yes | Yes | Yes
AT • ABSSTEM Technologies LLP | FIB3 | Sheets,Plane,MS,2000 X 675.5 mm,Sheet-1.5 mm,As Per Drawing, | Fabricated Items-Bulk | Sheets | Nos | 7208 | 18.00 | 0.00 | Yes | Yes | No |  | finished_good |  | Buy external | No |  |  |  | Yes | Yes | Yes
AT • ABSSTEM Technologies LLP | FIB4 | Sheets,Plane,MS,2000 X 651 mm,Sheet-1.5 mm,As Per Drawing, | Fabricated Items-Bulk | Sheets | Nos | 7208 | 18.00 | 0.00 | Yes | Yes | No |  | finished_good |  | Buy external | No |  |  |  | Yes | Yes | Yes
AT • ABSSTEM Technologies LLP | FIB5 | Sheets,Plane,MS,2225 X 698.5 mm,Sheet-1.5 mm,As Per Drawing, | Fabricated Items-Bulk | Sheets | Nos | 7208 | 18.00 | 0.00 | Yes | Yes | No |  | finished_good |  | Buy external | No |  |  |  | Yes | Yes | Yes
AT • ABSSTEM Technologies LLP | FIB6 | Sheets,Plane,MS,2000 X 570 mm,Sheet-1.5 mm,As Per Drawing, | Fabricated Items-Bulk | Sheets | Nos | 7208 | 18.00 | 0.00 | Yes | Yes | No |  | finished_good |  | Buy external | No |  |  |  | Yes | Yes | Yes
AT • ABSSTEM Technologies LLP | FIB7 | Sheets,Plane,MS,2100 X 1400 mm,Sheet-1.5 mm,As Per Drawing, | Fabricated Items-Bulk | Sheets | Nos | 7208 | 18.00 | 0.00 | Yes | Yes | No |  | finished_good |  | Buy external | No |  |  |  | Yes | Yes | Yes
AT • ABSSTEM Technologies LLP | FIB8 | Sheets,Plane,MS,2200 X 117 mm,Sheet-1.5 mm,As Per Drawing, | Fabricated Items-Bulk | Sheets | Nos | 7208 | 18.00 | 0.00 | Yes | Yes | No |  | finished_good |  | Buy external | No |  |  |  | Yes | Yes | Yes
AT • ABSSTEM Technologies LLP | FIB9 | Sheets,,SS,,,As Per Drawing, | Fabricated Items-Bulk | Sheets | KG | 7208 | 18.00 | 0.00 | Yes | Yes | No |  | finished_good |  | Buy external | No |  |  |  | Yes | Yes | Yes
AT • ABSSTEM Technologies LLP | FIL1 | Air Line Filter,With Element,1/2",Yuka-YD 017 AO,1 Micron,Aluminum,16 Barg,(1°C - 80°C),35 CFM | Filter | Air Line Filter | Nos | 84219900 | 18.00 | 0.00 | Yes | Yes | No |  | finished_good |  | Buy external | No |  |  |  | Yes | Yes | Yes
AT • ABSSTEM Technologies LLP | FIL10 | Air Line Filter,With Element,2",Yuka-YD 220 AO,1 Micron,Aluminum,16 Barg,(1°C - 80°C),424 CFM | Filter | Air Line Filter | Nos | 84219900 | 18.00 | 0.00 | Yes | Yes | No |  | finished_good |  | Buy external | No |  |  |  | Yes | Yes | Yes
AT • ABSSTEM Technologies LLP | FIL100 | Filter Element,Yuka- L 068 AO,1 Micron,6000-8000 Hr,,16 Barg,(1°C - 80°C) | Filter | Filter Element | Nos | 84219900 | 18.00 | 0.00 | Yes | Yes | No |  | finished_good |  | Buy external | No |  |  |  | Yes | Yes | Yes
AT • ABSSTEM Technologies LLP | FIL101 | Filter Element,Yuka- L 068 AA,0.01 Micron,6000-8000 Hr,,16 Barg,(1°C - 80°C) | Filter | Filter Element | Nos | 84219900 | 18.00 | 0.00 | Yes | Yes | No |  | finished_good |  | Buy external | No |  |  |  | Yes | Yes | Yes
AT • ABSSTEM Technologies LLP | FIL102 | Filter Element,Yuka- L 068 ACS,0.003 Mg/m3,6000-8000 Hr,,16 Barg,(1°C - 80°C) | Filter | Filter Element | Nos | 84219900 | 18.00 | 0.00 | Yes | Yes | No |  | finished_good |  | Buy external | No |  |  |  | Yes | Yes | Yes
AT • ABSSTEM Technologies LLP | FIL103 | Filter Element,Yuka- LFA 070 AO,1 Micron,6000-8000 Hr,,16 Barg,(1°C - 80°C) | Filter | Filter Element | Nos | 84219900 | 18.00 | 0.00 | Yes | Yes | No |  | finished_good |  | Buy external | No |  |  |  | Yes | Yes | Yes
AT • ABSSTEM Technologies LLP | FIL104 | Filter Element,Yuka- LFA 070 AA,0.01 Micron,6000-8000 Hr,,16 Barg,(1°C - 80°C) | Filter | Filter Element | Nos | 84219900 | 18.00 | 0.00 | Yes | Yes | No |  | finished_good |  | Buy external | No |  |  |  | Yes | Yes | Yes
AT • ABSSTEM Technologies LLP | FIL105 | Filter Element,Yuka- LFA 070 ACS,0.003 Mg/m3,6000-8000 Hr,,16 Barg,(1°C - 80°C) | Filter | Filter Element | Nos | 84219900 | 18.00 | 0.00 | Yes | Yes | No |  | finished_good |  | Buy external | No |  |  |  | Yes | Yes | Yes
AT • ABSSTEM Technologies LLP | FIL106 | Filter Element,Yuka- LFA 080 AO,1 Micron,6000-8000 Hr,,16 Barg,(1°C - 80°C) | Filter | Filter Element | Nos | 84219900 | 18.00 | 0.00 | Yes | Yes | No |  | finished_good |  | Buy external | No |  |  |  | Yes | Yes | Yes
AT • ABSSTEM Technologies LLP | FIL107 | Filter Element,Yuka- LFA 080 AA,0.01 Micron,6000-8000 Hr,,16 Barg,(1°C - 80°C) | Filter | Filter Element | Nos | 84219900 | 18.00 | 0.00 | Yes | Yes | No |  | finished_good |  | Buy external | No |  |  |  | Yes | Yes | Yes
AT • ABSSTEM Technologies LLP | FIL108 | Filter Element,Yuka- LFA 080 ACS,0.003 Mg/m3,6000-8000 Hr,,16 Barg,(1°C - 80°C) | Filter | Filter Element | Nos | 84219900 | 18.00 | 0.00 | Yes | Yes | No |  | finished_good |  | Buy external | No |  |  |  | Yes | Yes | Yes
AT • ABSSTEM Technologies LLP | FIL109 | Filter Element,Yuka- LFA 100 AO,1 Micron,6000-8000 Hr,,16 Barg,(1°C - 80°C) | Filter | Filter Element | Nos | 84219900 | 18.00 | 0.00 | Yes | Yes | No |  | finished_good |  | Buy external | No |  |  |  | Yes | Yes | Yes
AT • ABSSTEM Technologies LLP | FIL11 | Air Line Filter,With Element,2",Yuka-YD 220 AA,0.01 Micron,Aluminum,16 Barg,(1°C - 80°C),424 CFM | Filter | Air Line Filter | Nos | 84219900 | 18.00 | 0.00 | Yes | Yes | No |  | finished_good |  | Buy external | No |  |  |  | Yes | Yes | Yes
AT • ABSSTEM Technologies LLP | FIL110 | Filter Element,Yuka- LFA 100 AA,0.01 Micron,6000-8000 Hr,,16 Barg,(1°C - 80°C) | Filter | Filter Element | Nos | 84219900 | 18.00 | 0.00 | Yes | Yes | No |  | finished_good |  | Buy external | No |  |  |  | Yes | Yes | Yes
AT • ABSSTEM Technologies LLP | FIL111 | Filter Element,Yuka- LFA 100 ACS,0.003 Mg/m3,6000-8000 Hr,,16 Barg,(1°C - 80°C) | Filter | Filter Element | Nos | 84219900 | 18.00 | 0.00 | Yes | Yes | No |  | finished_good |  | Buy external | No |  |  |  | Yes | Yes | Yes
AT • ABSSTEM Technologies LLP | FIL112 | Filter Element,Yuka- LFA 120 AO,1 Micron,6000-8000 Hr,,16 Barg,(1°C - 80°C) | Filter | Filter Element | Nos | 84219900 | 18.00 | 0.00 | Yes | Yes | No |  | finished_good |  | Buy external | No |  |  |  | Yes | Yes | Yes
AT • ABSSTEM Technologies LLP | FIL113 | Filter Element,Yuka- LFA 120 AA,0.01 Micron,6000-8000 Hr,,16 Barg,(1°C - 80°C) | Filter | Filter Element | Nos | 84219900 | 18.00 | 0.00 | Yes | Yes | No |  | finished_good |  | Buy external | No |  |  |  | Yes | Yes | Yes
AT • ABSSTEM Technologies LLP | FIL114 | Filter Element,Yuka- LFA 120 ACS,0.003 Mg/m3,6000-8000 Hr,,16 Barg,(1°C - 80°C) | Filter | Filter Element | Nos | 84219900 | 18.00 | 0.00 | Yes | Yes | No |  | finished_good |  | Buy external | No |  |  |  | Yes | Yes | Yes
AT • ABSSTEM Technologies LLP | FIL115 | Filter Element,Yuka- L 220 AO,1 Micron,6000-8000 Hr,,16 Barg,(1°C - 80°C) | Filter | Filter Element | Nos | 84219900 | 18.00 | 0.00 | Yes | Yes | No |  | finished_good |  | Buy external | No |  |  |  | Yes | Yes | Yes
AT • ABSSTEM Technologies LLP | FIL116 | Filter Element,Yuka- L 220 AA,0.01 Micron,6000-8000 Hr,,16 Barg,(1°C - 80°C) | Filter | Filter Element | Nos | 84219900 | 18.00 | 0.00 | Yes | Yes | No |  | finished_good |  | Buy external | No |  |  |  | Yes | Yes | Yes
AT • ABSSTEM Technologies LLP | FIL117 | Filter Element,Yuka- L 220 ACS,0.003 Mg/m3,6000-8000 Hr,,16 Barg,(1°C - 80°C) | Filter | Filter Element | Nos | 84219900 | 18.00 | 0.00 | Yes | Yes | No |  | finished_good |  | Buy external | No |  |  |  | Yes | Yes | Yes
AT • ABSSTEM Technologies LLP | FIL118 | Filter Element,Yuka- L 260 AO,1 Micron,6000-8000 Hr,,16 Barg,(1°C - 80°C) | Filter | Filter Element | Nos | 84219900 | 18.00 | 0.00 | Yes | Yes | No |  | finished_good |  | Buy external | No |  |  |  | Yes | Yes | Yes
AT • ABSSTEM Technologies LLP | FIL119 | Filter Element,Yuka- L 260 AA,0.01 Micron,6000-8000 Hr,,16 Barg,(1°C - 80°C) | Filter | Filter Element | Nos | 84219900 | 18.00 | 0.00 | Yes | Yes | No |  | finished_good |  | Buy external | No |  |  |  | Yes | Yes | Yes
AT • ABSSTEM Technologies LLP | FIL12 | Air Line Filter,With Element,2",Yuka-YD 220 ACS,0.003 Mg/m3,Aluminum,16 Barg,(1°C - 80°C),424 CFM | Filter | Air Line Filter | Nos | 84219900 | 18.00 | 0.00 | Yes | Yes | No |  | finished_good |  | Buy external | No |  |  |  | Yes | Yes | Yes
AT • ABSSTEM Technologies LLP | FIL120 | Filter Element,Yuka- L 260 ACS,0.003 Mg/m3,6000-8000 Hr,,16 Barg,(1°C - 80°C) | Filter | Filter Element | Nos | 84219900 | 18.00 | 0.00 | Yes | Yes | No |  | finished_good |  | Buy external | No |  |  |  | Yes | Yes | Yes
AT • ABSSTEM Technologies LLP | FIL121 | Filter Element,FT- EL 017 AO,1 Micron,6000-8000 Hr,,16 Barg,(1°C - 80°C) | Filter | Filter Element | Nos | 84219900 | 18.00 | 0.00 | Yes | Yes | No |  | finished_good |  | Buy external | No |  |  |  | Yes | Yes | Yes
AT • ABSSTEM Technologies LLP | FIL122 | Filter Element,FT- EL 017 AA,0.01 Micron,6000-8000 Hr,,16 Barg,(1°C - 80°C) | Filter | Filter Element | Nos | 84219900 | 18.00 | 0.00 | Yes | Yes | No |  | finished_good |  | Buy external | No |  |  |  | Yes | Yes | Yes
AT • ABSSTEM Technologies LLP | FIL123 | Filter Element,FT- EL 017 ACS,0.003 Mg/m3,6000-8000 Hr,,16 Barg,(1°C - 80°C) | Filter | Filter Element | Nos | 84219900 | 18.00 | 0.00 | Yes | Yes | No |  | finished_good |  | Buy external | No |  |  |  | Yes | Yes | Yes
AT • ABSSTEM Technologies LLP | FIL124 | Filter Element,FT- EL 058 AO,1 Micron,6000-8000 Hr,,16 Barg,(1°C - 80°C) | Filter | Filter Element | Nos | 84219900 | 18.00 | 0.00 | Yes | Yes | No |  | finished_good |  | Buy external | No |  |  |  | Yes | Yes | Yes
AT • ABSSTEM Technologies LLP | FIL125 | Filter Element,FT- EL 058 AA,0.01 Micron,6000-8000 Hr,,16 Barg,(1°C - 80°C) | Filter | Filter Element | Nos | 84219900 | 18.00 | 0.00 | Yes | Yes | No |  | finished_good |  | Buy external | No |  |  |  | Yes | Yes | Yes
AT • ABSSTEM Technologies LLP | FIL126 | Filter Element,FT- EL 058 ACS,0.003 Mg/m3,6000-8000 Hr,,16 Barg,(1°C - 80°C) | Filter | Filter Element | Nos | 84219900 | 18.00 | 0.00 | Yes | Yes | No |  | finished_good |  | Buy external | No |  |  |  | Yes | Yes | Yes
AT • ABSSTEM Technologies LLP | FIL127 | Filter Element,FT- ELFA 060 AO,1 Micron,6000-8000 Hr,,17 Barg,(1°C - 80°C) | Filter | Filter Element | Nos | 84219900 | 18.00 | 0.00 | Yes | Yes | No |  | finished_good |  | Buy external | No |  |  |  | Yes | Yes | Yes
AT • ABSSTEM Technologies LLP | FIL128 | Filter Element,FT- ELFA 060 AA,0.01 Micron,6000-8000 Hr,,18 Barg,(1°C - 80°C) | Filter | Filter Element | Nos | 84219900 | 18.00 | 0.00 | Yes | Yes | No |  | finished_good |  | Buy external | No |  |  |  | Yes | Yes | Yes
AT • ABSSTEM Technologies LLP | FIL129 | Filter Element,FT- ELFA 060 ACS,0.003 Mg/m3,6000-8000 Hr,,19 Barg,(1°C - 80°C) | Filter | Filter Element | Nos | 84219900 | 18.00 | 0.00 | Yes | Yes | No |  | finished_good |  | Buy external | No |  |  |  | Yes | Yes | Yes
AT • ABSSTEM Technologies LLP | FIL13 | Air Line Filter,With Element,1",Yuka-YF 070 AA,1 Micron,Aluminum,16 Barg,(1°C - 80°C),303 CFM | Filter | Air Line Filter | Nos | 84219900 | 18.00 | 0.00 | Yes | Yes | No |  | finished_good |  | Buy external | No |  |  |  | Yes | Yes | Yes
AT • ABSSTEM Technologies LLP | FIL130 | Filter Element,FT- ELFA 080 AO,1 Micron,6000-8000 Hr,,29 Barg,(1°C - 80°C) | Filter | Filter Element | Nos | 84219900 | 18.00 | 0.00 | Yes | Yes | No |  | finished_good |  | Buy external | No |  |  |  | Yes | Yes | Yes
AT • ABSSTEM Technologies LLP | FIL131 | Filter Element,FT- ELFA 080 AA,0.01 Micron,6000-8000 Hr,,30 Barg,(1°C - 80°C) | Filter | Filter Element | Nos | 84219900 | 18.00 | 0.00 | Yes | Yes | No |  | finished_good |  | Buy external | No |  |  |  | Yes | Yes | Yes
AT • ABSSTEM Technologies LLP | FIL132 | Filter Element,FT- ELFA 080 ACS,0.003 Mg/m3,6000-8000 Hr,,31 Barg,(1°C - 80°C) | Filter | Filter Element | Nos | 84219900 | 18.00 | 0.00 | Yes | Yes | No |  | finished_good |  | Buy external | No |  |  |  | Yes | Yes | Yes
AT • ABSSTEM Technologies LLP | FIL133 | Filter Element,FT- EL 145 AO,1 Micron,6000-8000 Hr,,16 Barg,(1°C - 80°C) | Filter | Filter Element | Nos | 84219900 | 18.00 | 0.00 | Yes | Yes | No |  | finished_good |  | Buy external | No |  |  |  | Yes | Yes | Yes
AT • ABSSTEM Technologies LLP | FIL134 | Filter Element,FT- EL 145 AA,0.01 Micron,6000-8000 Hr,,16 Barg,(1°C - 80°C) | Filter | Filter Element | Nos | 84219900 | 18.00 | 0.00 | Yes | Yes | No |  | finished_good |  | Buy external | No |  |  |  | Yes | Yes | Yes
AT • ABSSTEM Technologies LLP | FIL135 | Filter Element,FT- EL 145 ACS,0.003 Mg/m3,6000-8000 Hr,,16 Barg,(1°C - 80°C) | Filter | Filter Element | Nos | 84219900 | 18.00 | 0.00 | Yes | Yes | No |  | finished_good |  | Buy external | No |  |  |  | Yes | Yes | Yes
AT • ABSSTEM Technologies LLP | FIL136 | Filter Element,FT- ELFA 100 AO,1 Micron,6000-8000 Hr,,16 Barg,(1°C - 80°C) | Filter | Filter Element | Nos | 84219900 | 18.00 | 0.00 | Yes | Yes | No |  | finished_good |  | Buy external | No |  |  |  | Yes | Yes | Yes
AT • ABSSTEM Technologies LLP | FIL137 | Filter Element,FT- ELFA 100 AA,0.01 Micron,6000-8000 Hr,,16 Barg,(1°C - 80°C) | Filter | Filter Element | Nos | 84219900 | 18.00 | 0.00 | Yes | Yes | No |  | finished_good |  | Buy external | No |  |  |  | Yes | Yes | Yes
AT • ABSSTEM Technologies LLP | FIL138 | Filter Element,FT- ELFA 100 ACS,0.003 Mg/m3,6000-8000 Hr,,16 Barg,(1°C - 80°C) | Filter | Filter Element | Nos | 84219900 | 18.00 | 0.00 | Yes | Yes | No |  | finished_good |  | Buy external | No |  |  |  | Yes | Yes | Yes
AT • ABSSTEM Technologies LLP | FIL139 | Filter Element,FT- EL 220 AO,1 Micron,6000-8000 Hr,,16 Barg,(1°C - 80°C) | Filter | Filter Element | Nos | 84219900 | 18.00 | 0.00 | Yes | Yes | No |  | finished_good |  | Buy external | No |  |  |  | Yes | Yes | Yes
AT • ABSSTEM Technologies LLP | FIL14 | Air Line Filter,With Element,1",Yuka-YF 070 AO,0.01 Micron,Aluminum,16 Barg,(1°C - 80°C),303 CFM | Filter | Air Line Filter | Nos | 84219900 | 18.00 | 0.00 | Yes | Yes | No |  | finished_good |  | Buy external | No |  |  |  | Yes | Yes | Yes
AT • ABSSTEM Technologies LLP | FIL140 | Filter Element,FT- EL 220 AA,0.01 Micron,6000-8000 Hr,,16 Barg,(1°C - 80°C) | Filter | Filter Element | Nos | 84219900 | 18.00 | 0.00 | Yes | Yes | No |  | finished_good |  | Buy external | No |  |  |  | Yes | Yes | Yes
AT • ABSSTEM Technologies LLP | FIL141 | Filter Element,FT- EL 220 ACS,0.003 mg/m3,6000-8000 Hr,,16 Barg,(1°C - 80°C) | Filter | Filter Element | Nos | 84219900 | 18.00 | 0.00 | Yes | Yes | No |  | finished_good |  | Buy external | No |  |  |  | Yes | Yes | Yes
AT • ABSSTEM Technologies LLP | FIL142 | Filter Element,FT- EL 260 AO,1 Micron,6000-8000 Hr,,16 Barg,(1°C - 80°C) | Filter | Filter Element | Nos | 84219900 | 18.00 | 0.00 | Yes | Yes | No |  | finished_good |  | Buy external | No |  |  |  | Yes | Yes | Yes
AT • ABSSTEM Technologies LLP | FIL143 | Filter Element,FT- EL 260 AA,0.01 Micron,6000-8000 Hr,,16 Barg,(1°C - 80°C) | Filter | Filter Element | Nos | 84219900 | 18.00 | 0.00 | Yes | Yes | No |  | finished_good |  | Buy external | No |  |  |  | Yes | Yes | Yes
AT • ABSSTEM Technologies LLP | FIL144 | Filter Element,FT- EL 260 ACS,0.003 Mg/m3,6000-8000 Hr,,16 Barg,(1°C - 80°C) | Filter | Filter Element | Nos | 84219900 | 18.00 | 0.00 | Yes | Yes | No |  | finished_good |  | Buy external | No |  |  |  | Yes | Yes | Yes
AT • ABSSTEM Technologies LLP | FIL145 | Filter Element,FT-G07- (E 1140) ZP,1 Micron,6000-8000 Hr,,17 Barg,(1°C - 80°C) | Filter | Filter Element | Nos | 84219900 | 18.00 | 0.00 | Yes | Yes | No |  | finished_good |  | Buy external | No |  |  |  | Yes | Yes | Yes
AT • ABSSTEM Technologies LLP | FIL146 | Filter Element,FT-G07- (E 1140) XP,0.01 Micron,6000-8000 Hr,,18 Barg,(1°C - 80°C) | Filter | Filter Element | Nos | 84219900 | 18.00 | 0.00 | Yes | Yes | No |  | finished_good |  | Buy external | No |  |  |  | Yes | Yes | Yes
AT • ABSSTEM Technologies LLP | FIL147 | Filter Element,FT-G07- (E 1140) C,0.003 Mg/m3,6000-8000 Hr,,19 Barg,(1°C - 80°C) | Filter | Filter Element | Nos | 84219900 | 18.00 | 0.00 | Yes | Yes | No |  | finished_good |  | Buy external | No |  |  |  | Yes | Yes | Yes
AT • ABSSTEM Technologies LLP | FIL148 | Filter Element,FT-G09- (E 2010) ZP,1 Micron,6000-8000 Hr,,17 Barg,(1°C - 80°C) | Filter | Filter Element | Nos | 84219900 | 18.00 | 0.00 | Yes | Yes | No |  | finished_good |  | Buy external | No |  |  |  | Yes | Yes | Yes
AT • ABSSTEM Technologies LLP | FIL149 | Filter Element,FT-G09- (E 2010) XP,0.01 Micron,6000-8000 Hr,,18 Barg,(1°C - 80°C) | Filter | Filter Element | Nos | 84219900 | 18.00 | 0.00 | Yes | Yes | No |  | finished_good |  | Buy external | No |  |  |  | Yes | Yes | Yes
AT • ABSSTEM Technologies LLP | FIL15 | Air Line Filter,With Element,1",Yuka-YF 070 ACS,0.003 Mg/m3,Aluminum,16 Barg,(1°C - 80°C),303 CFM | Filter | Air Line Filter | Nos | 84219900 | 18.00 | 0.00 | Yes | Yes | No |  | finished_good |  | Buy external | No |  |  |  | Yes | Yes | Yes
AT • ABSSTEM Technologies LLP | FIL150 | Filter Element,FT-G09- (E 2010) C,0.003 Mg/m3,6000-8000 Hr,,19 Barg,(1°C - 80°C) | Filter | Filter Element | Nos | 84219900 | 18.00 | 0.00 | Yes | Yes | No |  | finished_good |  | Buy external | No |  |  |  | Yes | Yes | Yes
AT • ABSSTEM Technologies LLP | FIL151 | Filter Element,FT-G11- (E 2020) ZP,1 Micron,6000-8000 Hr,,20 Barg,(1°C - 80°C) | Filter | Filter Element | Nos | 84219900 | 18.00 | 0.00 | Yes | Yes | No |  | finished_good |  | Buy external | No |  |  |  | Yes | Yes | Yes
AT • ABSSTEM Technologies LLP | FIL152 | Filter Element,FT-G11- (E 2020) XP,0.01 Micron,6000-8000 Hr,,21 Barg,(1°C - 80°C) | Filter | Filter Element | Nos | 84219900 | 18.00 | 0.00 | Yes | Yes | No |  | finished_good |  | Buy external | No |  |  |  | Yes | Yes | Yes
AT • ABSSTEM Technologies LLP | FIL153 | Filter Element,FT-G11- (E 2020) C,0.003 Mg/m3,6000-8000 Hr,,22 Barg,(1°C - 80°C) | Filter | Filter Element | Nos | 84219900 | 18.00 | 0.00 | Yes | Yes | No |  | finished_good |  | Buy external | No |  |  |  | Yes | Yes | Yes
AT • ABSSTEM Technologies LLP | FIL154 | Filter Element,FT-G12- (E 2030) ZP,1 Micron,6000-8000 Hr,,20 Barg,(1°C - 80°C) | Filter | Filter Element | Nos | 84219900 | 18.00 | 0.00 | Yes | Yes | No |  | finished_good |  | Buy external | No |  |  |  | Yes | Yes | Yes
AT • ABSSTEM Technologies LLP | FIL155 | Filter Element,FT-G12- (E 2030) XP,0.01 Micron,6000-8000 Hr,,21 Barg,(1°C - 80°C) | Filter | Filter Element | Nos | 84219900 | 18.00 | 0.00 | Yes | Yes | No |  | finished_good |  | Buy external | No |  |  |  | Yes | Yes | Yes
AT • ABSSTEM Technologies LLP | FIL156 | Filter Element,FT-G12- (E 2030) C ,0.003 Mg/m3,6000-8000 Hr,,22 Barg,(1°C - 80°C) | Filter | Filter Element | Nos | 84219900 | 18.00 | 0.00 | Yes | Yes | No |  | finished_good |  | Buy external | No |  |  |  | Yes | Yes | Yes
AT • ABSSTEM Technologies LLP | FIL157 | Filter Element,FT/Parker-(P030-AO),1 Micron,6000-8000 Hr,,20 Barg,(1°C - 80°C) | Filter | Filter Element | Nos | 84219900 | 18.00 | 0.00 | Yes | Yes | No |  | finished_good |  | Buy external | No |  |  |  | Yes | Yes | Yes
AT • ABSSTEM Technologies LLP | FIL158 | Filter Element,FT/Parker-(P030-AA),0.01 Micron,6000-8000 Hr,,21 Barg,(1°C - 80°C) | Filter | Filter Element | Nos | 84219900 | 18.00 | 0.00 | Yes | Yes | No |  | finished_good |  | Buy external | No |  |  |  | Yes | Yes | Yes
AT • ABSSTEM Technologies LLP | FIL159 | Filter Element,FT/Parker-(P030-ACS),0.003 Mg/m3,6000-8000 Hr,,22 Barg,(1°C - 80°C) | Filter | Filter Element | Nos | 84219900 | 18.00 | 0.00 | Yes | Yes | No |  | finished_good |  | Buy external | No |  |  |  | Yes | Yes | Yes
AT • ABSSTEM Technologies LLP | FIL16 | Air Line Filter,With Element,1",Yuka-YF 080 AO,1 Micron,Aluminum,16 Barg,(1°C - 80°C),303 CFM | Filter | Air Line Filter | Nos | 84219900 | 18.00 | 0.00 | Yes | Yes | No |  | finished_good |  | Buy external | No |  |  |  | Yes | Yes | Yes
AT • ABSSTEM Technologies LLP | FIL160 | Filter Drain,Electric,Yuka- EDV200D,1/2",,0-10 Bar,(1.5°C - 80°C) | Filter | Filter Drain | Nos | 84819090 | 18.00 | 0.00 | Yes | Yes | No |  | finished_good |  | Buy external | No |  |  |  | Yes | Yes | Yes
AT • ABSSTEM Technologies LLP | FIL161 | Filter Drain,Float Type,Yuka- HAD 20B,1/2",8 mm,0-10 Bar,(1.5°C - 80°C) | Filter | Filter Drain | Nos | 84819090 | 18.00 | 0.00 | Yes | Yes | No |  | finished_good |  | Buy external | No |  |  |  | Yes | Yes | Yes
AT • ABSSTEM Technologies LLP | FIL162 | Filter Drain,Internal,FT,,8 mm,0-10 Bar,(1.5°C - 80°C) | Filter | Filter Drain | Nos | 84819090 | 18.00 | 0.00 | Yes | Yes | No |  | finished_good |  | Buy external | No |  |  |  | Yes | Yes | Yes
AT • ABSSTEM Technologies LLP | FIL163 | Filter Drain,Internal,Yuka,,6 mm,0-10 Bar,(1.5°C - 80°C) | Filter | Filter Drain | Nos | 84819090 | 18.00 | 0.00 | Yes | Yes | No |  | finished_good |  | Buy external | No |  |  |  | Yes | Yes | Yes
AT • ABSSTEM Technologies LLP | FIL164 | Filter Drain,Transparent,,1/2",8 mm,0-10 Bar,(1.5°C - 80°C) | Filter | Filter Drain | Nos | 84819090 | 18.00 | 0.00 | Yes | Yes | No |  | finished_good |  | Buy external | No |  |  |  | Yes | Yes | Yes
AT • ABSSTEM Technologies LLP | FIL165 | DP Gauge,Indicator,Yuka,Composite,Compressed Air,0-10 Barg,(0°C - 80°C) | Filter | DP Gauge | Nos | 90262000 | 18.00 | 0.00 | Yes | Yes | No |  | finished_good |  | Buy external | No |  |  |  | Yes | Yes | Yes
AT • ABSSTEM Technologies LLP | FIL166 | DP Gauge,Manometer,Yuka,Composite,Compressed Air,0-10 Barg,(0°C - 80°C) | Filter | DP Gauge | Nos | 90262000 | 18.00 | 0.00 | Yes | Yes | No |  | finished_good |  | Buy external | No |  |  |  | Yes | Yes | Yes
AT • ABSSTEM Technologies LLP | FIL167 | DP Gauge,Manometer,FT,Composite,Compressed Air,0-10 Barg,(0°C - 80°C) | Filter | DP Gauge | Nos | 90262000 | 18.00 | 0.00 | Yes | Yes | No |  | finished_good |  | Buy external | No |  |  |  | Yes | Yes | Yes
AT • ABSSTEM Technologies LLP | FIL168 | Filter Element,FT-07050-P,1 Micron,,6000-8000 Hr,16 Barg,(1°C - 80°C) | Filter | Filter Element | Nos | 84219900 | 18.00 | 0.00 | Yes | Yes | No |  | finished_good |  | Buy external | No |  |  |  | Yes | Yes | Yes
AT • ABSSTEM Technologies LLP | FIL169 | Filter Element,FT-07050-M,0.01 Micron,,6000-8000 Hr,16 Barg,(1°C - 80°C) | Filter | Filter Element | Nos | 84219900 | 18.00 | 0.00 | Yes | Yes | No |  | finished_good |  | Buy external | No |  |  |  | Yes | Yes | Yes
AT • ABSSTEM Technologies LLP | FIL17 | Air Line Filter,With Element,1",Yuka-YF 080 AA,0.01 Micron,Aluminum,16 Barg,(1°C - 80°C),303 CFM | Filter | Air Line Filter | Nos | 84219900 | 18.00 | 0.00 | Yes | Yes | No |  | finished_good |  | Buy external | No |  |  |  | Yes | Yes | Yes
AT • ABSSTEM Technologies LLP | FIL170 | Filter Element,FT-07050-S,0.003 mg/m3,,6000-8000 Hr,16 Barg,(1°C - 80°C) | Filter | Filter Element | Nos | 84219900 | 18.00 | 0.00 | Yes | Yes | No |  | finished_good |  | Buy external | No |  |  |  | Yes | Yes | Yes
AT • ABSSTEM Technologies LLP | FIL171 | Filter Element,SFPL-0306 S (22075A),0.003 mg/m3,,6000-8000 Hr,16 Barg,(1°C - 80°C) | Filter | Filter Element | Nos | 84219900 | 18.00 | 0.00 | Yes | Yes | No |  | finished_good |  | Buy external | No |  |  |  | Yes | Yes | Yes
AT • ABSSTEM Technologies LLP | FIL172 | Filter Element,SFPL-0306 P (22075XR),1 Micron,,6000-8000 Hr,16 Barg,(1°C - 80°C) | Filter | Filter Element | Nos | 84219900 | 18.00 | 0.00 | Yes | Yes | No |  | finished_good |  | Buy external | No |  |  |  | Yes | Yes | Yes
AT • ABSSTEM Technologies LLP | FIL173 | Filter Element,SFPL-0306 M (22075XS),0.01 Micron,,6000-8000 Hr,16 Barg,(1°C - 80°C) | Filter | Filter Element | Nos | 84219900 | 18.00 | 0.00 | Yes | Yes | No |  | finished_good |  | Buy external | No |  |  |  | Yes | Yes | Yes
AT • ABSSTEM Technologies LLP | FIL174 | Filter Element,FT-ED-058 C,0.003 mg/m3,,6000-8000 Hr,16 Barg,(1°C - 80°C) | Filter | Filter Element | Nos | 84219900 | 18.00 | 0.00 | Yes | Yes | No |  | finished_good |  | Buy external | No |  |  |  | Yes | Yes | Yes
AT • ABSSTEM Technologies LLP | FIL175 | Filter Element,FT-ED-058 X,1 Micron,,6000-8000 Hr,16 Barg,(1°C - 80°C) | Filter | Filter Element | Nos | 84219900 | 18.00 | 0.00 | Yes | Yes | No |  | finished_good |  | Buy external | No |  |  |  | Yes | Yes | Yes
AT • ABSSTEM Technologies LLP | FIL176 | Filter Element,FT-ED-058 Z,0.01 Micron,,6000-8000 Hr,16 Barg,(1°C - 80°C) | Filter | Filter Element | Nos | 84219900 | 18.00 | 0.00 | Yes | Yes | No |  | finished_good |  | Buy external | No |  |  |  | Yes | Yes | Yes
AT • ABSSTEM Technologies LLP | FIL177 | Filter Element,FT-E22075 A,,,6000-8000 Hr,16 Barg,(1°C - 80°C) | Filter | Filter Element | Nos | 84219900 | 18.00 | 0.00 | Yes | Yes | No |  | finished_good |  | Buy external | No |  |  |  | Yes | Yes | Yes
AT • ABSSTEM Technologies LLP | FIL178 | Filter Element,FT-E22075 M,,,6000-8000 Hr,16 Barg,(1°C - 80°C) | Filter | Filter Element | Nos | 84219900 | 18.00 | 0.00 | Yes | Yes | No |  | finished_good |  | Buy external | No |  |  |  | Yes | Yes | Yes
AT • ABSSTEM Technologies LLP | FIL179 | Filter Element,FT-E22075 S,,,6000-8000 Hr,16 Barg,(1°C - 80°C) | Filter | Filter Element | Nos | 84219900 | 18.00 | 0.00 | Yes | Yes | No |  | finished_good |  | Buy external | No |  |  |  | Yes | Yes | Yes
AT • ABSSTEM Technologies LLP | FIL18 | Air Line Filter,With Element,1",Yuka-YF 080 ACS,0.003 Mg/m3,Aluminum,16 Barg,(1°C - 80°C),303 CFM | Filter | Air Line Filter | Nos | 84219900 | 18.00 | 0.00 | Yes | Yes | No |  | finished_good |  | Buy external | No |  |  |  | Yes | Yes | Yes
AT • ABSSTEM Technologies LLP | FIL180 | Filter Element,FT-E22075 Z,,,6000-8000 Hr,16 Barg,(1°C - 80°C) | Filter | Filter Element | Nos | 84219900 | 18.00 | 0.00 | Yes | Yes | No |  | finished_good |  | Buy external | No |  |  |  | Yes | Yes | Yes
AT • ABSSTEM Technologies LLP | FIL181 | Filter Element,SFPL-YF-040 AA - Q2,1 Micron,,6000-8000 Hr,16 Barg,(1°C - 80°C) | Filter | Filter Element | Nos | 84219900 | 18.00 | 0.00 | Yes | Yes | No |  | finished_good |  | Buy external | No |  |  |  | Yes | Yes | Yes
AT • ABSSTEM Technologies LLP | FIL182 | Filter Element,SFPL-YF-040 ACS - Q2,0.01 Micron,,6000-8000 Hr,16 Barg,(1°C - 80°C) | Filter | Filter Element | Nos | 84219900 | 18.00 | 0.00 | Yes | Yes | No |  | finished_good |  | Buy external | No |  |  |  | Yes | Yes | Yes
AT • ABSSTEM Technologies LLP | FIL183 | Filter Element,SFPL-YF-040 AO - Q2,0.003 mg/m3,,6000-8000 Hr,16 Barg,(1°C - 80°C) | Filter | Filter Element | Nos | 84219900 | 18.00 | 0.00 | Yes | Yes | No |  | finished_good |  | Buy external | No |  |  |  | Yes | Yes | Yes
AT • ABSSTEM Technologies LLP | FIL184 | Filter Element,SF-0186 M,0.01 Micron,,6000-8000 Hr,16 Barg,(1°C - 80°C) | Filter | Filter Element | Nos | 84219900 | 18.00 | 0.00 | Yes | Yes | No |  | finished_good |  | Buy external | No |  |  |  | Yes | Yes | Yes
AT • ABSSTEM Technologies LLP | FIL185 | Filter Element,SF-0186 S,0.003 mg/m3,,6000-8000 Hr,16 Barg,(1°C - 80°C) | Filter | Filter Element | Nos | 84219900 | 18.00 | 0.00 | Yes | Yes | No |  | finished_good |  | Buy external | No |  |  |  | Yes | Yes | Yes
AT • ABSSTEM Technologies LLP | FIL186 | Filter Element,SFPL-0145,0.01 Micron,,6000-8000 Hr,16 Barg,(1°C - 80°C) | Filter | Filter Element | Nos | 84219900 | 18.00 | 0.00 | Yes | Yes | No |  | finished_good |  | Buy external | No |  |  |  | Yes | Yes | Yes
AT • ABSSTEM Technologies LLP | FIL187 | Filter Element,SFPL-0145,1 Micron,,6000-8000 Hr,16 Barg,(1°C - 80°C) | Filter | Filter Element | Nos | 84219900 | 18.00 | 0.00 | Yes | Yes | No |  | finished_good |  | Buy external | No |  |  |  | Yes | Yes | Yes
AT • ABSSTEM Technologies LLP | FIL188 | Filter Element,FT-G13- (E 2050) ZP,1 Micron,,6000-8000 Hr,16 Barg,(1°C - 80°C) | Filter | Filter Element | Nos |  | 18.00 | 0.00 | Yes | Yes | No |  | finished_good |  | Buy external | No |  |  |  | Yes | Yes | Yes
AT • ABSSTEM Technologies LLP | FIL189 | Filter Element,FT-G13- (E 2050) XP,0.01 Micron,,6000-8000 Hr,16 Barg,(1°C - 80°C) | Filter | Filter Element | Nos |  | 18.00 | 0.00 | Yes | Yes | No |  | finished_good |  | Buy external | No |  |  |  | Yes | Yes | Yes
AT • ABSSTEM Technologies LLP | FIL19 | Air Line Filter,With Element,2",Yuka-YF 090 AO,1 Micron,Aluminum,16 Barg,(1°C - 80°C),353 CFM | Filter | Air Line Filter | Nos | 84219900 | 18.00 | 0.00 | Yes | Yes | No |  | finished_good |  | Buy external | No |  |  |  | Yes | Yes | Yes
AT • ABSSTEM Technologies LLP | FIL190 | Filter Element,FT-G13- (E 2050) C ,0.003 mg/m3,,6000-8000 Hr,16 Barg,(1°C - 80°C) | Filter | Filter Element | Nos |  | 18.00 | 0.00 | Yes | Yes | No |  | finished_good |  | Buy external | No |  |  |  | Yes | Yes | Yes
AT • ABSSTEM Technologies LLP | FIL191 | Air Line Filter,With Element,1.5",FT-G 13-ZP,1 Micron,Chromed Plated Aluminum,16 Barg,(1°C - 80°C),4 | Filter | Air Line Filter | Nos | 84219900 | 18.00 | 0.00 | Yes | Yes | No |  | finished_good |  | Buy external | No |  |  |  | Yes | Yes | Yes
AT • ABSSTEM Technologies LLP | FIL192 | Air Line Filter,With Element,1.5",FT-G 13-XP,0.01 Micron,Chromed Plated Aluminum,16 Barg,(1°C - 80°C | Filter | Air Line Filter | Nos | 84219900 | 18.00 | 0.00 | Yes | Yes | No |  | finished_good |  | Buy external | No |  |  |  | Yes | Yes | Yes
AT • ABSSTEM Technologies LLP | FIL193 | Air Line Filter,With Element,1.5",FT-G 13-C,0.003 mg/m3,Chromed Plated Aluminum,16 Barg,(1°C - 80°C) | Filter | Air Line Filter | Nos | 84219900 | 18.00 | 0.00 | Yes | Yes | No |  | finished_good |  | Buy external | No |  |  |  | Yes | Yes | Yes
AT • ABSSTEM Technologies LLP | FIL194 | Filter Drain,Electric,Techno-Timer R (OT- 0.5 to 10 Sec and OFT- 0.5 to 40 Min),1/2",,0-10 Bar,(1.5° | Filter | Filter Drain | Nos | 84819090 | 18.00 | 0.00 | Yes | Yes | No |  | finished_good |  | Buy external | No |  |  |  | Yes | Yes | Yes
AT • ABSSTEM Technologies LLP | FIL195 | Air Line Filter,With Element,1" Flanged,FT-07/30 XP,0.01 Micron,CS,60 Barg,80°C,200 CFM | Filter | Air Line Filter | Nos | 84219900 | 18.00 | 0.00 | Yes | Yes | No |  | finished_good |  | Buy external | No |  |  |  | Yes | Yes | Yes
AT • ABSSTEM Technologies LLP | FIL196 | Filter Element,FT-07/30 XP,0.01 Micron,,6000-8000 Hr,60 Barg,(1°C - 80°C) | Filter | Filter Element | Nos | 84219900 | 18.00 | 0.00 | Yes | Yes | No |  | finished_good |  | Buy external | No |  |  |  | Yes | Yes | Yes
AT • ABSSTEM Technologies LLP | FIL197 | Air Line Filter,With Element,1/2" - Screwed,FT-7/100 XP,0.01 Micron,CS,100 Barg,80°C, | Filter | Air Line Filter | Nos | 84219900 | 18.00 | 0.00 | Yes | Yes | No |  | finished_good |  | Buy external | No |  |  |  | Yes | Yes | Yes
AT • ABSSTEM Technologies LLP | FIL198 | Filter Element,FT-EU 07/30 FF,0.01 Micron,,6000-8000 Hr,60 Barg,(1°C - 80°C) | Filter | Filter Element | Nos | 84219900 | 18.00 | 0.00 | Yes | Yes | No |  | finished_good |  | Buy external | No |  |  |  | Yes | Yes | Yes
AT • ABSSTEM Technologies LLP | FIL199 | Filter Element,FT-G058 X,1 Micron,,6000-8000 Hr,60 Barg,(1°C - 80°C) | Filter | Filter Element | Nos | 84219900 | 18.00 | 0.00 | Yes | Yes | No |  | finished_good |  | Buy external | No |  |  |  | Yes | Yes | Yes
AT • ABSSTEM Technologies LLP | FIL2 | Air Line Filter,With Element,1/2",Yuka-YD 017 AA,0.01 Micron,Aluminum,16 Barg,(1°C - 80°C),35 CFM | Filter | Air Line Filter | Nos | 84219900 | 18.00 | 0.00 | Yes | Yes | No |  | finished_good |  | Buy external | No |  |  |  | Yes | Yes | Yes
AT • ABSSTEM Technologies LLP | FIL20 | Air Line Filter,With Element,2",Yuka-YF 090 AA,0.01 Micron,Aluminum,16 Barg,(1°C - 80°C),353 CFM | Filter | Air Line Filter | Nos | 84219900 | 18.00 | 0.00 | Yes | Yes | No |  | finished_good |  | Buy external | No |  |  |  | Yes | Yes | Yes
AT • ABSSTEM Technologies LLP | FIL200 | Filter Element,FT-G058 Z,0.01 Micron,,6000-8000 Hr,60 Barg,(1°C - 80°C) | Filter | Filter Element | Nos | 84219900 | 18.00 | 0.00 | Yes | Yes | No |  | finished_good |  | Buy external | No |  |  |  | Yes | Yes | Yes
AT • ABSSTEM Technologies LLP | FIL201 | Filter Element,FT-G058 C,0.003 mg/m3,,6000-8000 Hr,60 Barg,(1°C - 80°C) | Filter | Filter Element | Nos | 84219900 | 18.00 | 0.00 | Yes | Yes | No |  | finished_good |  | Buy external | No |  |  |  | Yes | Yes | Yes
AT • ABSSTEM Technologies LLP | FIL202 | Filter Element,FT-CWC XP,0.01 Micron,,6000-8000 Hr,60 Barg,(1°C - 80°C) | Filter | Filter Element | Nos | 84219900 | 18.00 | 0.00 | Yes | Yes | No |  | finished_good |  | Buy external | No |  |  |  | Yes | Yes | Yes
AT • ABSSTEM Technologies LLP | FIL203 | Filter Drain,Transparent,Housing,1/2",,, | Filter | Filter Drain | Nos | 84819090 | 18.00 | 0.00 | Yes | Yes | No |  | finished_good |  | Buy external | No |  |  |  | Yes | Yes | Yes
AT • ABSSTEM Technologies LLP | FIL204 | Air Line Filter,With Element,3",FT-G018-ZP,1 Micron,Chromed Plated Aluminum,16 Barg,(1°C - 80°C),132 | Filter | Air Line Filter | Nos | 84219900 | 18.00 | 0.00 | Yes | Yes | No |  | finished_good |  | Buy external | No |  |  |  | Yes | Yes | Yes
AT • ABSSTEM Technologies LLP | FIL205 | Air Line Filter,With Element,3",FT-G018-XP,0.01 Micron,Chromed Plated Aluminum,16 Barg,(1°C - 80°C), | Filter | Air Line Filter | Nos | 84219900 | 18.00 | 0.00 | Yes | Yes | No |  | finished_good |  | Buy external | No |  |  |  | Yes | Yes | Yes
AT • ABSSTEM Technologies LLP | FIL206 | Air Line Filter,With Element,3",FT-G018-C,0.003 mg/m3,Chromed Plated Aluminum,16 Barg,(1°C - 80°C),1 | Filter | Air Line Filter | Nos | 84219900 | 18.00 | 0.00 | Yes | Yes | No |  | finished_good |  | Buy external | No |  |  |  | Yes | Yes | Yes
AT • ABSSTEM Technologies LLP | FIL207 | Filter Element,FT-G018- (EZ 3075) ZP,1 Micron,,6000-8000 Hr,60 Barg,(1°C - 80°C) | Filter | Filter Element | Nos | 84219900 | 18.00 | 0.00 | Yes | Yes | No |  | finished_good |  | Buy external | No |  |  |  | Yes | Yes | Yes
AT • ABSSTEM Technologies LLP | FIL208 | Filter Element,FT-G018- (EZ 3075) XP,0.01 Micron,,6000-8000 Hr,60 Barg,(1°C - 80°C) | Filter | Filter Element | Nos | 84219900 | 18.00 | 0.00 | Yes | Yes | No |  | finished_good |  | Buy external | No |  |  |  | Yes | Yes | Yes
AT • ABSSTEM Technologies LLP | FIL209 | Filter Element,FT-G018- (EZ 3075) C,0.003 mg/m3,,6000-8000 Hr,60 Barg,(1°C - 80°C) | Filter | Filter Element | Nos | 84219900 | 18.00 | 0.00 | Yes | Yes | No |  | finished_good |  | Buy external | No |  |  |  | Yes | Yes | Yes
AT • ABSSTEM Technologies LLP | FIL21 | Air Line Filter,With Element,2",Yuka-YF 090 ACS,0.003 Mg/m3,Aluminum,16 Barg,(1°C - 80°C),353 CFM | Filter | Air Line Filter | Nos | 84219900 | 18.00 | 0.00 | Yes | Yes | No |  | finished_good |  | Buy external | No |  |  |  | Yes | Yes | Yes
AT • ABSSTEM Technologies LLP | FIL210 | Filter Element,FT- EL025-AO,1 Micron,,6000-8000 Hr,60 Barg,(1°C - 80°C) | Filter | Filter Element | Nos | 84219900 | 18.00 | 0.00 | Yes | Yes | No |  | finished_good |  | Buy external | No |  |  |  | Yes | Yes | Yes
AT • ABSSTEM Technologies LLP | FIL211 | Filter Element,FT- EL025-AA,0.01 Micron,,6000-8000 Hr,60 Barg,(1°C - 80°C) | Filter | Filter Element | Nos | 84219900 | 18.00 | 0.00 | Yes | Yes | No |  | finished_good |  | Buy external | No |  |  |  | Yes | Yes | Yes
AT • ABSSTEM Technologies LLP | FIL212 | Filter Element,FT- EL025-ACS,0.003 mg/m3,,6000-8000 Hr,60 Barg,(1°C - 80°C) | Filter | Filter Element | Nos | 84219900 | 18.00 | 0.00 | Yes | Yes | No |  | finished_good |  | Buy external | No |  |  |  | Yes | Yes | Yes
AT • ABSSTEM Technologies LLP | FIL213 | Filter Element,50075 S,, Ideal MakinA,,, | Filter | Filter Element | Nos | 30049099 | 18.00 | 0.00 | Yes | Yes | No |  | finished_good |  | Buy external | No |  |  |  | Yes | Yes | Yes
AT • ABSSTEM Technologies LLP | FIL214 | Filter Element,50075 A,, Ideal MakinA,,, | Filter | Filter Element | Nos | 30049099 | 18.00 | 0.00 | Yes | Yes | No |  | finished_good |  | Buy external | No |  |  |  | Yes | Yes | Yes
AT • ABSSTEM Technologies LLP | FIL215 | Filter Element,50075 R,, Ideal MakinA,,, | Filter | Filter Element | Nos | 30049099 | 18.00 | 0.00 | Yes | Yes | No |  | finished_good |  | Buy external | No |  |  |  | Yes | Yes | Yes
AT • ABSSTEM Technologies LLP | FIL216 | Air Line Filter,With Element,1",FT-G-11/40 XP,0.01 Micron,Chromed Plated Aluminum,40 Barg,(1°C - 80° | Filter | Air Line Filter | Nos | 84219900 | 18.00 | 0.00 | Yes | Yes | No |  | finished_good |  | Buy external | No |  |  |  | Yes | Yes | Yes
AT • ABSSTEM Technologies LLP | FIL217 | Filter Drain,Manul Nozzle-SS,,1/8",,0-10 Bar, | Filter | Filter Drain | Nos | 8421 | 18.00 | 0.00 | Yes | Yes | No |  | finished_good |  | Buy external | No |  |  |  | Yes | Yes | Yes
AT • ABSSTEM Technologies LLP | FIL218 | Filter Element,FT- ELFA 040-AO,1 Micron,,6000-8000 Hr,60 Barg,(1°C - 80°C) | Filter | Filter Element | Nos | 30049099 | 18.00 | 0.00 | Yes | Yes | No |  | finished_good |  | Buy external | No |  |  |  | Yes | Yes | Yes
AT • ABSSTEM Technologies LLP | FIL219 | Filter Element,FT- ELFA 040-AA,0.01 Micron,,6000-8000 Hr,60 Barg,(1°C - 80°C) | Filter | Filter Element | Nos | 30049099 | 18.00 | 0.00 | Yes | Yes | No |  | finished_good |  | Buy external | No |  |  |  | Yes | Yes | Yes
AT • ABSSTEM Technologies LLP | FIL22 | Air Line Filter,With Element,2.5",Yuka-YF 120 AO,1 Micron,Aluminum,16 Barg,(1°C - 80°C),671 CFM | Filter | Air Line Filter | Nos | 84219900 | 18.00 | 0.00 | Yes | Yes | No |  | finished_good |  | Buy external | No |  |  |  | Yes | Yes | Yes
AT • ABSSTEM Technologies LLP | FIL220 | Filter Element,FT- ELFA 040-ACS,0.003 mg/m3,,6000-8000 Hr,60 Barg,(1°C - 80°C) | Filter | Filter Element | Nos | 30049099 | 18.00 | 0.00 | Yes | Yes | No |  | finished_good |  | Buy external | No |  |  |  | Yes | Yes | Yes
AT • ABSSTEM Technologies LLP | FIL221 | Air Line Filter,With Element,2",FT-G 014-ZP,1 Micron,Chromed Plated Aluminum,16 Barg,(1°C - 80°C),61 | Filter | Air Line Filter | Nos | 84219900 | 18.00 | 0.00 | Yes | Yes | No |  | finished_good |  | Buy external | No |  |  |  | Yes | Yes | Yes
AT • ABSSTEM Technologies LLP | FIL222 | Air Line Filter,With Element,2",FT-G 014-XP,0.01 Micron,Chromed Plated Aluminum,16 Barg,(1°C - 80°C) | Filter | Air Line Filter | Nos | 84219900 | 18.00 | 0.00 | Yes | Yes | No |  | finished_good |  | Buy external | No |  |  |  | Yes | Yes | Yes
AT • ABSSTEM Technologies LLP | FIL223 | Air Line Filter,With Element,2",FT-G 014-C,0.003 mg/m3,Chromed Plated Aluminum,16 Barg,(1°C - 80°C), | Filter | Air Line Filter | Nos | 84219900 | 18.00 | 0.00 | Yes | Yes | No |  | finished_good |  | Buy external | No |  |  |  | Yes | Yes | Yes
AT • ABSSTEM Technologies LLP | FIL224 | Filter Element,SFPL-OD-5.11 Inch x L-21 Inch,,,6000-8000 Hr,16 Barg,(1°C - 80°C) | Filter | Filter Element | Nos | 84213990 | 18.00 | 0.00 | Yes | Yes | No |  | finished_good |  | Buy external | No |  |  |  | Yes | Yes | Yes
AT • ABSSTEM Technologies LLP | FIL225 | Filter Element,SFPL-OD-2.90 Inch x L-8.8 Inch,,,6000-8000 Hr,16 Barg,(1°C - 80°C) | Filter | Filter Element | Nos | 84213990 | 18.00 | 0.00 | Yes | Yes | No |  | finished_good |  | Buy external | No |  |  |  | Yes | Yes | Yes
AT • ABSSTEM Technologies LLP | FIL226 | Filter Element,SFPL-OD-2.5 Inch x L-6.96 Inch,,,6000-8000 Hr,16 Barg,(1°C - 80°C) | Filter | Filter Element | Nos | 84213990 | 18.00 | 0.00 | Yes | Yes | No |  | finished_good |  | Buy external | No |  |  |  | Yes | Yes | Yes
AT • ABSSTEM Technologies LLP | FIL23 | Air Line Filter,With Element,2.5",Yuka-YF 120 AA,0.01 Micron,Aluminum,16 Barg,(1°C - 80°C),671 CFM | Filter | Air Line Filter | Nos | 84219900 | 18.00 | 0.00 | Yes | Yes | No |  | finished_good |  | Buy external | No |  |  |  | Yes | Yes | Yes
AT • ABSSTEM Technologies LLP | FIL24 | Air Line Filter,With Element,2.5",Yuka-YF 120 ACS,0.003 Mg/m3,Aluminum,16 Barg,(1°C - 80°C),671 CFM | Filter | Air Line Filter | Nos | 84219900 | 18.00 | 0.00 | Yes | Yes | No |  | finished_good |  | Buy external | No |  |  |  | Yes | Yes | Yes
AT • ABSSTEM Technologies LLP | FIL25 | Air Line Filter,With Element,1/2",Yuka-YF 010 AAR,0.01 Micron,Aluminum,16 Barg,(1°C - 80°C),35 CFM | Filter | Air Line Filter | Nos | 84219900 | 18.00 | 0.00 | Yes | Yes | No |  | finished_good |  | Buy external | No |  |  |  | Yes | Yes | Yes
AT • ABSSTEM Technologies LLP | FIL26 | Air Line Filter,Without Element,1/2",Yuka-YD 017 AO,,Aluminum,16 Barg,(1°C - 80°C),35 CFM | Filter | Air Line Filter | Nos | 84219900 | 18.00 | 0.00 | Yes | Yes | No |  | finished_good |  | Buy external | No |  |  |  | Yes | Yes | Yes
AT • ABSSTEM Technologies LLP | FIL27 | Air Line Filter,Without Element,1/2",Yuka-YD 017 AA,,Aluminum,16 Barg,(1°C - 80°C),35 CFM | Filter | Air Line Filter | Nos | 84219900 | 18.00 | 0.00 | Yes | Yes | No |  | finished_good |  | Buy external | No |  |  |  | Yes | Yes | Yes
AT • ABSSTEM Technologies LLP | FIL28 | Air Line Filter,Without Element,1/2",Yuka-YD 017 ACS,,Aluminum,16 Barg,(1°C - 80°C),35 CFM | Filter | Air Line Filter | Nos | 84219900 | 18.00 | 0.00 | Yes | Yes | No |  | finished_good |  | Buy external | No |  |  |  | Yes | Yes | Yes
AT • ABSSTEM Technologies LLP | FIL29 | Air Line Filter,Without Element,3/4",Yuka-YD 058 AO,,Aluminum,16 Barg,(1°C - 80°C),99 CFM | Filter | Air Line Filter | Nos | 84219900 | 18.00 | 0.00 | Yes | Yes | No |  | finished_good |  | Buy external | No |  |  |  | Yes | Yes | Yes
AT • ABSSTEM Technologies LLP | FIL3 | Air Line Filter,With Element,1/2",Yuka-YD 017 ACS,0.003 Mg/m3,Aluminum,16 Barg,(1°C - 80°C),35 CFM | Filter | Air Line Filter | Nos | 84219900 | 18.00 | 0.00 | Yes | Yes | No |  | finished_good |  | Buy external | No |  |  |  | Yes | Yes | Yes
AT • ABSSTEM Technologies LLP | FIL30 | Air Line Filter,Without Element,3/4",Yuka-YD 058 AA,,Aluminum,16 Barg,(1°C - 80°C),99 CFM | Filter | Air Line Filter | Nos | 84219900 | 18.00 | 0.00 | Yes | Yes | No |  | finished_good |  | Buy external | No |  |  |  | Yes | Yes | Yes
AT • ABSSTEM Technologies LLP | FIL31 | Air Line Filter,Without Element,3/4",Yuka-YD 058 ACS,,Aluminum,16 Barg,(1°C - 80°C),99 CFM | Filter | Air Line Filter | Nos | 84219900 | 18.00 | 0.00 | Yes | Yes | No |  | finished_good |  | Buy external | No |  |  |  | Yes | Yes | Yes
AT • ABSSTEM Technologies LLP | FIL32 | Air Line Filter,Without Element,1.5",Yuka-YD 145 AO,,Aluminum,16 Barg,(1°C - 80°C),254 CFM | Filter | Air Line Filter | Nos | 84219900 | 18.00 | 0.00 | Yes | Yes | No |  | finished_good |  | Buy external | No |  |  |  | Yes | Yes | Yes
AT • ABSSTEM Technologies LLP | FIL33 | Air Line Filter,Without Element,1.5",Yuka-YD 145 AA,,Aluminum,16 Barg,(1°C - 80°C),254 CFM | Filter | Air Line Filter | Nos | 84219900 | 18.00 | 0.00 | Yes | Yes | No |  | finished_good |  | Buy external | No |  |  |  | Yes | Yes | Yes
AT • ABSSTEM Technologies LLP | FIL34 | Air Line Filter,Without Element,1.5",Yuka-YD 145 ACS,,Aluminum,16 Barg,(1°C - 80°C),254 CFM | Filter | Air Line Filter | Nos | 84219900 | 18.00 | 0.00 | Yes | Yes | No |  | finished_good |  | Buy external | No |  |  |  | Yes | Yes | Yes
AT • ABSSTEM Technologies LLP | FIL35 | Air Line Filter,Without Element,2",Yuka-YD 220 AO,,Aluminum,16 Barg,(1°C - 80°C),424 CFM | Filter | Air Line Filter | Nos | 84219900 | 18.00 | 0.00 | Yes | Yes | No |  | finished_good |  | Buy external | No |  |  |  | Yes | Yes | Yes
AT • ABSSTEM Technologies LLP | FIL36 | Air Line Filter,Without Element,2",Yuka-YD 220 AA,,Aluminum,16 Barg,(1°C - 80°C),424 CFM | Filter | Air Line Filter | Nos | 84219900 | 18.00 | 0.00 | Yes | Yes | No |  | finished_good |  | Buy external | No |  |  |  | Yes | Yes | Yes
AT • ABSSTEM Technologies LLP | FIL37 | Air Line Filter,Without Element,2",Yuka-YD 220 ACS,,Aluminum,16 Barg,(1°C - 80°C),424 CFM | Filter | Air Line Filter | Nos | 84219900 | 18.00 | 0.00 | Yes | Yes | No |  | finished_good |  | Buy external | No |  |  |  | Yes | Yes | Yes
AT • ABSSTEM Technologies LLP | FIL38 | Air Line Filter,Without Element,1",Yuka-YF 070 AA,,Aluminum,16 Barg,(1°C - 80°C),303 CFM | Filter | Air Line Filter | Nos | 84219900 | 18.00 | 0.00 | Yes | Yes | No |  | finished_good |  | Buy external | No |  |  |  | Yes | Yes | Yes
AT • ABSSTEM Technologies LLP | FIL39 | Air Line Filter,Without Element,1",Yuka-YF 070 AO,,Aluminum,16 Barg,(1°C - 80°C),303 CFM | Filter | Air Line Filter | Nos | 84219900 | 18.00 | 0.00 | Yes | Yes | No |  | finished_good |  | Buy external | No |  |  |  | Yes | Yes | Yes
AT • ABSSTEM Technologies LLP | FIL4 | Air Line Filter,With Element,3/4",Yuka-YD 058 AO,1 Micron,Aluminum,16 Barg,(1°C - 80°C),99 CFM | Filter | Air Line Filter | Nos | 84219900 | 18.00 | 0.00 | Yes | Yes | No |  | finished_good |  | Buy external | No |  |  |  | Yes | Yes | Yes
AT • ABSSTEM Technologies LLP | FIL40 | Air Line Filter,Without Element,1",Yuka-YF 070 ACS,,Aluminum,16 Barg,(1°C - 80°C),303 CFM | Filter | Air Line Filter | Nos | 84219900 | 18.00 | 0.00 | Yes | Yes | No |  | finished_good |  | Buy external | No |  |  |  | Yes | Yes | Yes
AT • ABSSTEM Technologies LLP | FIL41 | Air Line Filter,Without Element,1",Yuka-YF 080 AO,,Aluminum,16 Barg,(1°C - 80°C),303 CFM | Filter | Air Line Filter | Nos | 84219900 | 18.00 | 0.00 | Yes | Yes | No |  | finished_good |  | Buy external | No |  |  |  | Yes | Yes | Yes
AT • ABSSTEM Technologies LLP | FIL42 | Air Line Filter,Without Element,1",Yuka-YF 080 AA,,Aluminum,16 Barg,(1°C - 80°C),303 CFM | Filter | Air Line Filter | Nos | 84219900 | 18.00 | 0.00 | Yes | Yes | No |  | finished_good |  | Buy external | No |  |  |  | Yes | Yes | Yes
AT • ABSSTEM Technologies LLP | FIL43 | Air Line Filter,Without Element,1",Yuka-YF 080 ACS,,Aluminum,16 Barg,(1°C - 80°C),303 CFM | Filter | Air Line Filter | Nos | 84219900 | 18.00 | 0.00 | Yes | Yes | No |  | finished_good |  | Buy external | No |  |  |  | Yes | Yes | Yes
AT • ABSSTEM Technologies LLP | FIL44 | Air Line Filter,Without Element,2",Yuka-YF 090 AO,,Aluminum,16 Barg,(1°C - 80°C),353 CFM | Filter | Air Line Filter | Nos | 84219900 | 18.00 | 0.00 | Yes | Yes | No |  | finished_good |  | Buy external | No |  |  |  | Yes | Yes | Yes
AT • ABSSTEM Technologies LLP | FIL45 | Air Line Filter,Without Element,2",Yuka-YF 090 AA,,Aluminum,16 Barg,(1°C - 80°C),353 CFM | Filter | Air Line Filter | Nos | 84219900 | 18.00 | 0.00 | Yes | Yes | No |  | finished_good |  | Buy external | No |  |  |  | Yes | Yes | Yes
AT • ABSSTEM Technologies LLP | FIL46 | Air Line Filter,Without Element,2",Yuka-YF 090 ACS,,Aluminum,16 Barg,(1°C - 80°C),353 CFM | Filter | Air Line Filter | Nos | 84219900 | 18.00 | 0.00 | Yes | Yes | No |  | finished_good |  | Buy external | No |  |  |  | Yes | Yes | Yes
AT • ABSSTEM Technologies LLP | FIL47 | Air Line Filter,Without Element,2.5",Yuka-YF 120 AO,,Aluminum,16 Barg,(1°C - 80°C),671 CFM | Filter | Air Line Filter | Nos | 84219900 | 18.00 | 0.00 | Yes | Yes | No |  | finished_good |  | Buy external | No |  |  |  | Yes | Yes | Yes
AT • ABSSTEM Technologies LLP | FIL48 | Air Line Filter,Without Element,2.5",Yuka-YF 120 AA,,Aluminum,16 Barg,(1°C - 80°C),671 CFM | Filter | Air Line Filter | Nos | 84219900 | 18.00 | 0.00 | Yes | Yes | No |  | finished_good |  | Buy external | No |  |  |  | Yes | Yes | Yes
AT • ABSSTEM Technologies LLP | FIL49 | Air Line Filter,Without Element,2.5",Yuka-YF 120 ACS,,Aluminum,16 Barg,(1°C - 80°C),671 CFM | Filter | Air Line Filter | Nos | 84219900 | 18.00 | 0.00 | Yes | Yes | No |  | finished_good |  | Buy external | No |  |  |  | Yes | Yes | Yes
AT • ABSSTEM Technologies LLP | FIL5 | Air Line Filter,With Element,3/4",Yuka-YD 058 AA,0.01 Micron,Aluminum,16 Barg,(1°C - 80°C),99 CFM | Filter | Air Line Filter | Nos | 84219900 | 18.00 | 0.00 | Yes | Yes | No |  | finished_good |  | Buy external | No |  |  |  | Yes | Yes | Yes
AT • ABSSTEM Technologies LLP | FIL50 | Air Line Filter,Without Element,1/2",Yuka-YF 010 AAR,,Aluminum,16 Barg,(1°C - 80°C),35 CFM | Filter | Air Line Filter | Nos | 84219900 | 18.00 | 0.00 | Yes | Yes | No |  | finished_good |  | Buy external | No |  |  |  | Yes | Yes | Yes
AT • ABSSTEM Technologies LLP | FIL51 | Air Line Filter,,1/2",Yuka-FWS 010,,Aluminum,16 Barg,(1°C - 80°C),35 CFM | Filter | Air Line Filter | Nos | 84219900 | 18.00 | 0.00 | Yes | Yes | No |  | finished_good |  | Buy external | No |  |  |  | Yes | Yes | Yes
AT • ABSSTEM Technologies LLP | FIL52 | Air Line Filter,,3/4",Yuka-FWS 020,,Aluminum,16 Barg,(1°C - 80°C),99 CFM | Filter | Air Line Filter | Nos | 84219900 | 18.00 | 0.00 | Yes | Yes | No |  | finished_good |  | Buy external | No |  |  |  | Yes | Yes | Yes
AT • ABSSTEM Technologies LLP | FIL53 | Cyclone Water Separator,,1",Yuka-FWS 050,,Aluminum,16 Barg,(1°C - 80°C),303 CFM | Filter | Cyclone Water Separator | Nos |  | 18.00 | 0.00 | Yes | Yes | No |  | finished_good |  | Buy external | No |  |  |  | Yes | Yes | Yes
AT • ABSSTEM Technologies LLP | FIL54 | Cyclone Water Separator,,1",Yuka-FWS 060,,Aluminum,16 Barg,(1°C - 80°C),303 CFM | Filter | Cyclone Water Separator | Nos |  | 18.00 | 0.00 | Yes | Yes | No |  | finished_good |  | Buy external | No |  |  |  | Yes | Yes | Yes
AT • ABSSTEM Technologies LLP | FIL55 | Cyclone Water Separator,,1.5",Yuka-FWS 070,,Aluminum,16 Barg,(1°C - 80°C),254 CFM | Filter | Cyclone Water Separator | Nos |  | 18.00 | 0.00 | Yes | Yes | No |  | finished_good |  | Buy external | No |  |  |  | Yes | Yes | Yes
AT • ABSSTEM Technologies LLP | FIL56 | Cyclone Water Separator,,2",Yuka-WS 200,,Aluminum,16 Barg,(1°C - 80°C),353 CFM | Filter | Cyclone Water Separator | Nos |  | 18.00 | 0.00 | Yes | Yes | No |  | finished_good |  | Buy external | No |  |  |  | Yes | Yes | Yes
AT • ABSSTEM Technologies LLP | FIL57 | Air Line Filter,With Element,1/2",FT- G 07-ZP,1 Micron,Chromed Plated Aluminum,16 Barg,(1°C - 80°C), | Filter | Air Line Filter | Nos | 84219900 | 18.00 | 0.00 | Yes | Yes | No |  | finished_good |  | Buy external | No |  |  |  | Yes | Yes | Yes
AT • ABSSTEM Technologies LLP | FIL58 | Air Line Filter,With Element,1/2",FT- G 07-XP,0.01 Micron,Chromed Plated Aluminum,16 Barg,(1°C - 80° | Filter | Air Line Filter | Nos | 84219900 | 18.00 | 0.00 | Yes | Yes | No |  | finished_good |  | Buy external | No |  |  |  | Yes | Yes | Yes
AT • ABSSTEM Technologies LLP | FIL59 | Air Line Filter,With Element,1/2",FT- G 07-C,0.003 Mg/m3,Chromed Plated Aluminum,16 Barg,(1°C - 80°C | Filter | Air Line Filter | Nos | 84219900 | 18.00 | 0.00 | Yes | Yes | No |  | finished_good |  | Buy external | No |  |  |  | Yes | Yes | Yes
AT • ABSSTEM Technologies LLP | FIL6 | Air Line Filter,With Element,3/4",Yuka-YD 058 ACS,0.003 Mg/m3,Aluminum,16 Barg,(1°C - 80°C),99 CFM | Filter | Air Line Filter | Nos | 84219900 | 18.00 | 0.00 | Yes | Yes | No |  | finished_good |  | Buy external | No |  |  |  | Yes | Yes | Yes
AT • ABSSTEM Technologies LLP | FIL60 | Air Line Filter,With Element,3/4",FT- G 09-ZP,1 Micron,Chromed Plated Aluminum,16 Barg,(1°C - 80°C), | Filter | Air Line Filter | Nos | 84219900 | 18.00 | 0.00 | Yes | Yes | No |  | finished_good |  | Buy external | No |  |  |  | Yes | Yes | Yes
AT • ABSSTEM Technologies LLP | FIL61 | Air Line Filter,With Element,3/4",FT- G 09-XP,0.01 Micron,Chromed Plated Aluminum,16 Barg,(1°C - 80° | Filter | Air Line Filter | Nos | 84219900 | 18.00 | 0.00 | Yes | Yes | No |  | finished_good |  | Buy external | No |  |  |  | Yes | Yes | Yes
AT • ABSSTEM Technologies LLP | FIL62 | Air Line Filter,With Element,3/4",FT- G 09-C,0.003 Mg/m3,Chromed Plated Aluminum,16 Barg,(1°C - 80°C | Filter | Air Line Filter | Nos | 84219900 | 18.00 | 0.00 | Yes | Yes | No |  | finished_good |  | Buy external | No |  |  |  | Yes | Yes | Yes
AT • ABSSTEM Technologies LLP | FIL63 | Air Line Filter,With Element,1",FT- G 011-ZP,1 Micron,Chromed Plated Aluminum,16 Barg,(1°C - 80°C),2 | Filter | Air Line Filter | Nos | 84219900 | 18.00 | 0.00 | Yes | Yes | No |  | finished_good |  | Buy external | No |  |  |  | Yes | Yes | Yes
AT • ABSSTEM Technologies LLP | FIL64 | Air Line Filter,With Element,1",FT- G 011-XP,0.01 Micron,Chromed Plated Aluminum,16 Barg,(1°C - 80°C | Filter | Air Line Filter | Nos | 84219900 | 18.00 | 0.00 | Yes | Yes | No |  | finished_good |  | Buy external | No |  |  |  | Yes | Yes | Yes
AT • ABSSTEM Technologies LLP | FIL65 | Air Line Filter,With Element,1",FT- G 011-C,0.003 Mg/m3,Chromed Plated Aluminum,16 Barg,(1°C - 80°C) | Filter | Air Line Filter | Nos | 84219900 | 18.00 | 0.00 | Yes | Yes | No |  | finished_good |  | Buy external | No |  |  |  | Yes | Yes | Yes
AT • ABSSTEM Technologies LLP | FIL66 | Air Line Filter,With Element,1.5",FT- G 012-ZP,1 Micron,Chromed Plated Aluminum,16 Barg,(1°C - 80°C) | Filter | Air Line Filter | Nos | 84219900 | 18.00 | 0.00 | Yes | Yes | No |  | finished_good |  | Buy external | No |  |  |  | Yes | Yes | Yes
AT • ABSSTEM Technologies LLP | FIL67 | Air Line Filter,With Element,1.5",FT- G 012-XP,0.01 Micron,Chromed Plated Aluminum,16 Barg,(1°C - 80 | Filter | Air Line Filter | Nos | 84219900 | 18.00 | 0.00 | Yes | Yes | No |  | finished_good |  | Buy external | No |  |  |  | Yes | Yes | Yes
AT • ABSSTEM Technologies LLP | FIL68 | Air Line Filter,With Element,1.5",FT- G 012-C,0.003 Mg/m3,Chromed Plated Aluminum,16 Barg,(1°C - 80° | Filter | Air Line Filter | Nos | 84219900 | 18.00 | 0.00 | Yes | Yes | No |  | finished_good |  | Buy external | No |  |  |  | Yes | Yes | Yes
AT • ABSSTEM Technologies LLP | FIL69 | Air Line Filter,Without Element,1/2",FT- G 07-ZP,,Chromed Plated Aluminum,16 Barg,(1°C - 80°C),70 CF | Filter | Air Line Filter | Nos | 84219900 | 18.00 | 0.00 | Yes | Yes | No |  | finished_good |  | Buy external | No |  |  |  | Yes | Yes | Yes
AT • ABSSTEM Technologies LLP | FIL7 | Air Line Filter,With Element,1.5",Yuka-YD 145 AO,1 Micron,Aluminum,16 Barg,(1°C - 80°C),254 CFM | Filter | Air Line Filter | Nos | 84219900 | 18.00 | 0.00 | Yes | Yes | No |  | finished_good |  | Buy external | No |  |  |  | Yes | Yes | Yes
AT • ABSSTEM Technologies LLP | FIL70 | Air Line Filter,Without Element,1/2",FT- G 07-XP,,Chromed Plated Aluminum,16 Barg,(1°C - 80°C),70 CF | Filter | Air Line Filter | Nos | 84219900 | 18.00 | 0.00 | Yes | Yes | No |  | finished_good |  | Buy external | No |  |  |  | Yes | Yes | Yes
AT • ABSSTEM Technologies LLP | FIL71 | Air Line Filter,Without Element,1/2",FT- G 07-C,,Chromed Plated Aluminum,16 Barg,(1°C - 80°C),70 CFM | Filter | Air Line Filter | Nos | 84219900 | 18.00 | 0.00 | Yes | Yes | No |  | finished_good |  | Buy external | No |  |  |  | Yes | Yes | Yes
AT • ABSSTEM Technologies LLP | FIL72 | Air Line Filter,Without Element,3/4",FT- G 09-ZP,,Chromed Plated Aluminum,16 Barg,(1°C - 80°C),116 C | Filter | Air Line Filter | Nos | 84219900 | 18.00 | 0.00 | Yes | Yes | No |  | finished_good |  | Buy external | No |  |  |  | Yes | Yes | Yes
AT • ABSSTEM Technologies LLP | FIL73 | Air Line Filter,Without Element,3/4",FT- G 09-XP,,Chromed Plated Aluminum,16 Barg,(1°C - 80°C),116 C | Filter | Air Line Filter | Nos | 84219900 | 18.00 | 0.00 | Yes | Yes | No |  | finished_good |  | Buy external | No |  |  |  | Yes | Yes | Yes
AT • ABSSTEM Technologies LLP | FIL74 | Air Line Filter,Without Element,3/4",FT- G 09-C,,Chromed Plated Aluminum,16 Barg,(1°C - 80°C),116 CF | Filter | Air Line Filter | Nos | 84219900 | 18.00 | 0.00 | Yes | Yes | No |  | finished_good |  | Buy external | No |  |  |  | Yes | Yes | Yes
AT • ABSSTEM Technologies LLP | FIL75 | Air Line Filter,Without Element,1",FT- G 011-ZP,,Chromed Plated Aluminum,16 Barg,(1°C - 80°C),201 CF | Filter | Air Line Filter | Nos | 84219900 | 18.00 | 0.00 | Yes | Yes | No |  | finished_good |  | Buy external | No |  |  |  | Yes | Yes | Yes
AT • ABSSTEM Technologies LLP | FIL76 | Air Line Filter,Without Element,1",FT- G 011-XP,,Chromed Plated Aluminum,16 Barg,(1°C - 80°C),201 CF | Filter | Air Line Filter | Nos | 84219900 | 18.00 | 0.00 | Yes | Yes | No |  | finished_good |  | Buy external | No |  |  |  | Yes | Yes | Yes
AT • ABSSTEM Technologies LLP | FIL77 | Air Line Filter,Without Element,1",FT- G 011-C,,Chromed Plated Aluminum,16 Barg,(1°C - 80°C),201 CFM | Filter | Air Line Filter | Nos | 84219900 | 18.00 | 0.00 | Yes | Yes | No |  | finished_good |  | Buy external | No |  |  |  | Yes | Yes | Yes
AT • ABSSTEM Technologies LLP | FIL78 | Air Line Filter,Without Element,1.5",FT- G 012-ZP,,Chromed Plated Aluminum,16 Barg,(1°C - 80°C),318 | Filter | Air Line Filter | Nos | 84219900 | 18.00 | 0.00 | Yes | Yes | No |  | finished_good |  | Buy external | No |  |  |  | Yes | Yes | Yes
AT • ABSSTEM Technologies LLP | FIL79 | Air Line Filter,Without Element,1.5",FT- G 012-XP,,Chromed Plated Aluminum,16 Barg,(1°C - 80°C),318 | Filter | Air Line Filter | Nos | 84219900 | 18.00 | 0.00 | Yes | Yes | No |  | finished_good |  | Buy external | No |  |  |  | Yes | Yes | Yes
AT • ABSSTEM Technologies LLP | FIL8 | Air Line Filter,With Element,1.5",Yuka-YD 145 AA,0.01 Micron,Aluminum,16 Barg,(1°C - 80°C),254 CFM | Filter | Air Line Filter | Nos | 84219900 | 18.00 | 0.00 | Yes | Yes | No |  | finished_good |  | Buy external | No |  |  |  | Yes | Yes | Yes
AT • ABSSTEM Technologies LLP | FIL80 | Air Line Filter,Without Element,1.5",FT- G 012-C,,Chromed Plated Aluminum,16 Barg,(1°C - 80°C),318 C | Filter | Air Line Filter | Nos | 84219900 | 18.00 | 0.00 | Yes | Yes | No |  | finished_good |  | Buy external | No |  |  |  | Yes | Yes | Yes
AT • ABSSTEM Technologies LLP | FIL81 | Cyclone Water Separator,,1/2",FT- G 07-WS,,Chromed Plated Aluminum,16 Barg,(1°C - 80°C),70 CFM | Filter | Cyclone Water Separator | Nos |  | 18.00 | 0.00 | Yes | Yes | No |  | finished_good |  | Buy external | No |  |  |  | Yes | Yes | Yes
AT • ABSSTEM Technologies LLP | FIL82 | Cyclone Water Separator,,3/4",FT- G 09-WS,,Chromed Plated Aluminum,16 Barg,(1°C - 80°C),116 CFM | Filter | Cyclone Water Separator | Nos |  | 18.00 | 0.00 | Yes | Yes | No |  | finished_good |  | Buy external | No |  |  |  | Yes | Yes | Yes
AT • ABSSTEM Technologies LLP | FIL83 | Cyclone Water Separator,,1",FT- G 11-WS,,Chromed Plated Aluminum,16 Barg,(1°C - 80°C),201 CFM | Filter | Cyclone Water Separator | Nos |  | 18.00 | 0.00 | Yes | Yes | No |  | finished_good |  | Buy external | No |  |  |  | Yes | Yes | Yes
AT • ABSSTEM Technologies LLP | FIL84 | Cyclone Water Separator,,1.5",FT- G 012-WS,,Chromed Plated Aluminum,16 Barg,(1°C - 80°C),318 CFM | Filter | Cyclone Water Separator | Nos |  | 18.00 | 0.00 | Yes | Yes | No |  | finished_good |  | Buy external | No |  |  |  | Yes | Yes | Yes
AT • ABSSTEM Technologies LLP | FIL85 | Filter Element,Yuka- LFA 020 AO,1 Micron,6000-8000 Hr,,16 Barg,(1°C - 80°C) | Filter | Filter Element | Nos | 84219900 | 18.00 | 0.00 | Yes | Yes | No |  | finished_good |  | Buy external | No |  |  |  | Yes | Yes | Yes
AT • ABSSTEM Technologies LLP | FIL86 | Filter Element,Yuka- LFA 020 AA,0.01 Micron,6000-8000 Hr,,16 Barg,(1°C - 80°C) | Filter | Filter Element | Nos | 84219900 | 18.00 | 0.00 | Yes | Yes | No |  | finished_good |  | Buy external | No |  |  |  | Yes | Yes | Yes
AT • ABSSTEM Technologies LLP | FIL87 | Filter Element,Yuka- LFA 020 ACS,0.003 Mg/m3,6000-8000 Hr,,16 Barg,(1°C - 80°C) | Filter | Filter Element | Nos | 84219900 | 18.00 | 0.00 | Yes | Yes | No |  | finished_good |  | Buy external | No |  |  |  | Yes | Yes | Yes
AT • ABSSTEM Technologies LLP | FIL88 | Filter Element,Yuka- L 025 AO,1 Micron,6000-8000 Hr,,16 Barg,(1°C - 80°C) | Filter | Filter Element | Nos | 84219900 | 18.00 | 0.00 | Yes | Yes | No |  | finished_good |  | Buy external | No |  |  |  | Yes | Yes | Yes
AT • ABSSTEM Technologies LLP | FIL89 | Filter Element,Yuka- L 025 AA,0.01 Micron,6000-8000 Hr,,16 Barg,(1°C - 80°C) | Filter | Filter Element | Nos | 84219900 | 18.00 | 0.00 | Yes | Yes | No |  | finished_good |  | Buy external | No |  |  |  | Yes | Yes | Yes
AT • ABSSTEM Technologies LLP | FIL9 | Air Line Filter,With Element,1.5",Yuka-YD 145 ACS,0.003 Mg/m3,Aluminum,16 Barg,(1°C - 80°C),254 CFM | Filter | Air Line Filter | Nos | 84219900 | 18.00 | 0.00 | Yes | Yes | No |  | finished_good |  | Buy external | No |  |  |  | Yes | Yes | Yes
AT • ABSSTEM Technologies LLP | FIL90 | Filter Element,Yuka- L 025 ACS,0.003 Mg/m3,6000-8000 Hr,,16 Barg,(1°C - 80°C) | Filter | Filter Element | Nos | 84219900 | 18.00 | 0.00 | Yes | Yes | No |  | finished_good |  | Buy external | No |  |  |  | Yes | Yes | Yes
AT • ABSSTEM Technologies LLP | FIL91 | Filter Element,Yuka- L 030 AO,1 Micron,6000-8000 Hr,,16 Barg,(1°C - 80°C) | Filter | Filter Element | Nos | 84219900 | 18.00 | 0.00 | Yes | Yes | No |  | finished_good |  | Buy external | No |  |  |  | Yes | Yes | Yes
AT • ABSSTEM Technologies LLP | FIL92 | Filter Element,Yuka- L 030 AA,0.01 Micron,6000-8000 Hr,,16 Barg,(1°C - 80°C) | Filter | Filter Element | Nos | 84219900 | 18.00 | 0.00 | Yes | Yes | No |  | finished_good |  | Buy external | No |  |  |  | Yes | Yes | Yes
AT • ABSSTEM Technologies LLP | FIL93 | Filter Element,Yuka- L 030 ACS,0.003 Mg/m3,6000-8000 Hr,,16 Barg,(1°C - 80°C) | Filter | Filter Element | Nos | 84219900 | 18.00 | 0.00 | Yes | Yes | No |  | finished_good |  | Buy external | No |  |  |  | Yes | Yes | Yes
AT • ABSSTEM Technologies LLP | FIL94 | Filter Element,Yuka- L 035 AO,1 Micron,6000-8000 Hr,,16 Barg,(1°C - 80°C) | Filter | Filter Element | Nos | 84219900 | 18.00 | 0.00 | Yes | Yes | No |  | finished_good |  | Buy external | No |  |  |  | Yes | Yes | Yes
AT • ABSSTEM Technologies LLP | FIL95 | Filter Element,Yuka- L 035 AA,0.01 Micron,6000-8000 Hr,,16 Barg,(1°C - 80°C) | Filter | Filter Element | Nos | 84219900 | 18.00 | 0.00 | Yes | Yes | No |  | finished_good |  | Buy external | No |  |  |  | Yes | Yes | Yes
AT • ABSSTEM Technologies LLP | FIL96 | Filter Element,Yuka- L 035 ACS,0.003 Mg/m3,6000-8000 Hr,,16 Barg,(1°C - 80°C) | Filter | Filter Element | Nos | 84219900 | 18.00 | 0.00 | Yes | Yes | No |  | finished_good |  | Buy external | No |  |  |  | Yes | Yes | Yes
AT • ABSSTEM Technologies LLP | FIL97 | Filter Element,Yuka- LFA 060 AO,1 Micron,6000-8000 Hr,,16 Barg,(1°C - 80°C) | Filter | Filter Element | Nos | 84219900 | 18.00 | 0.00 | Yes | Yes | No |  | finished_good |  | Buy external | No |  |  |  | Yes | Yes | Yes
AT • ABSSTEM Technologies LLP | FIL98 | Filter Element,Yuka- LFA 060 AA,0.01 Micron,6000-8000 Hr,,16 Barg,(1°C - 80°C) | Filter | Filter Element | Nos | 84219900 | 18.00 | 0.00 | Yes | Yes | No |  | finished_good |  | Buy external | No |  |  |  | Yes | Yes | Yes
AT • ABSSTEM Technologies LLP | FIL99 | Filter Element,Yuka- LFA 060 ACS,0.003 Mg/m3,6000-8000 Hr,,16 Barg,(1°C - 80°C) | Filter | Filter Element | Nos | 84219900 | 18.00 | 0.00 | Yes | Yes | No |  | finished_good |  | Buy external | No |  |  |  | Yes | Yes | Yes
AT • ABSSTEM Technologies LLP | FMQ01 | Flowmter for oxygen gas | After Sales | FlowmeterQ | Nos |  | 18.00 | 84745.00 | Yes | No | No |  | finished_good | Flowmeter for OXygen GAs | Buy external | No |  |  |  | Yes | Yes | Yes |  | Application | Flow measurment of oxygen gas | Pressure | upto 6 Barg | Make | Honeywell
AT • ABSSTEM Technologies LLP | HC1 | Prize,Trophy (L),Chrome Plated MS,Kiran Plastic | HR Consumables | Prize | Nos | 392690 | 18.00 | 0.00 | Yes | Yes | No |  | finished_good |  | Buy external | No |  |  |  | Yes | Yes | Yes
AT • ABSSTEM Technologies LLP | HC2 | Prize,Trophy (S),Chrome Plated MS,Kiran Plastic | HR Consumables | Prize | Nos | 392690 | 18.00 | 0.00 | Yes | Yes | No |  | finished_good |  | Buy external | No |  |  |  | Yes | Yes | Yes
AT • ABSSTEM Technologies LLP | HC3 | Prize,Trophy (M),Chrome Plated MS,Kiran Plastic | HR Consumables | Prize | Nos | 392690 | 18.00 | 0.00 | Yes | Yes | No |  | finished_good |  | Buy external | No |  |  |  | Yes | Yes | Yes
AT • ABSSTEM Technologies LLP | HC4 | Prize,Design Charge,, | HR Consumables | Prize | Nos | 3926 | 18.00 | 0.00 | Yes | Yes | No |  | finished_good |  | Buy external | No |  |  |  | Yes | Yes | Yes
AT • ABSSTEM Technologies LLP | HC5 | Prize,Trophy (L),Acrylic,Kiran Plastic | HR Consumables | Prize | Nos | 392690 | 18.00 | 0.00 | Yes | Yes | No |  | finished_good |  | Buy external | No |  |  |  | Yes | Yes | Yes
AT • ABSSTEM Technologies LLP | HC6 | Prize,Trophy (S),Acrylic,Kiran Plastic | HR Consumables | Prize | Nos | 392690 | 18.00 | 0.00 | Yes | Yes | No |  | finished_good |  | Buy external | No |  |  |  | Yes | Yes | Yes
AT • ABSSTEM Technologies LLP | HRS01 | Helium Recovery Skid | Helium Recovery System | skid | Nos |  | 18.00 | 1250000.00 | Yes | Yes | No |  | finished_good | Helium Recovery Skid | Buy external | No |  |  |  | Yes | Yes | Yes
AT • ABSSTEM Technologies LLP | IDOS 01 B-AT | IDOS 01 B | Industrial Oxygen Generator | IDOS Oxygen Generator | Nos | 842139 | 18.00 | 441660.00 | Yes | Yes | No |  | finished_good | Industrial Oxygen Generation Unit | Buy external | No |  |  |  | Yes | Yes | Yes |  | Gas Generated | Oxygen | Flow | 1.6 Nm3/Hr | Purity | 95 Percent | Compressor | In Your Scope / Quoted Separately | Dryer | In Your Scope / Part of Compressor Package | Air Vessel | In Your Scope / Part of Compressor Package | Dry Air Required | 12 CFM | Power Required | 230V 50 Hz Single Phase | Module Option | PSA Plant Only
AT • ABSSTEM Technologies LLP | IDOS 02 B-AT | IDOS 02 B | Industrial Oxygen Generator | IDOS Oxygen Generator | Nos | 842139 | 18.00 | 451586.00 | Yes | Yes | No |  | finished_good | Industrial Oxygen Generation Unit | Buy external | No |  |  |  | Yes | Yes | Yes |  | Gas Generated | Oxygen | Flow | 2 Nm3/Hr | Purity | 95 Percent | Compressor | In Your Scope / Quoted Separately | Dryer | In Your Scope / Part of Compressor Package | Air Vessel | In Your Scope / Part of Compressor Package | Dry Air Required | 16 CFM | Power Required | 230V 50 Hz Single Phase | Module Option | PSA Plant Only
AT • ABSSTEM Technologies LLP | IDOS 03 B-AT | IDOS 03 B | Industrial Oxygen Generator | IDOS Oxygen Generator | Nos | 842139 | 18.00 | 460610.00 | Yes | Yes | No |  | finished_good | Industrial Oxygen Generation Unit | Buy external | No |  |  |  | Yes | Yes | Yes |  | Gas Generated | Oxygen | Flow | 3 Nm3/Hr | Purity | 95 Percent | Compressor | In Your Scope / Quoted Separately | Dryer | In Your Scope / Part of Compressor Package | Air Vessel | In Your Scope / Part of Compressor Package | Dry Air Required | 21 CFM | Power Required | 230V 50 Hz Single Phase | Module Option | PSA Plant Only
AT • ABSSTEM Technologies LLP | IDOS 04 B-AT | IDOS 04 B | Industrial Oxygen Generator | IDOS Oxygen Generator | Nos | 842139 | 18.00 | 479657.00 | Yes | Yes | No |  | finished_good | Industrial Oxygen Generation Unit | Buy external | No |  |  |  | Yes | Yes | Yes |  | Gas Generated | Oxygen | Flow | 4 Nm3/Hr | Purity | 95 Percent | Compressor | In Your Scope / Quoted Separately | Dryer | In Your Scope / Part of Compressor Package | Air Vessel | In Your Scope / Part of Compressor Package | Dry Air Required | 32 CFM | Power Required | 230V 50 Hz Single Phase | Module Option | PSA Plant Only
AT • ABSSTEM Technologies LLP | IDOS 05 B-AT | IDOS 05 B | Industrial Oxygen Generator | IDOS Oxygen Generator | Nos | 842139 | 18.00 | 563747.00 | Yes | Yes | No |  | finished_good | Industrial Oxygen Generation Unit | Buy external | No |  |  |  | Yes | Yes | Yes |  | Gas Generated | Oxygen | Flow | 5.6 Nm3/Hr | Purity | 95 Percent | Compressor | In Your Scope / Quoted Separately | Dryer | In Your Scope / Part of Compressor Package | Air Vessel | In Your Scope / Part of Compressor Package | Dry Air Required | 43 CFM | Power Required | 230V 50 Hz Single Phase | Module Option | PSA Plant Only
AT • ABSSTEM Technologies LLP | IDOS 06 B-AT | IDOS 06 B | Industrial Oxygen Generator | IDOS Oxygen Generator | Nos | 842139 | 18.00 | 646321.00 | Yes | Yes | No |  | finished_good | Industrial Oxygen Generation Unit | Buy external | No |  |  |  | Yes | Yes | Yes |  | Gas Generated | Oxygen | Flow | 6.5 Nm3/Hr | Purity | 95 Percent | Compressor | In Your Scope / Quoted Separately | Dryer | In Your Scope / Part of Compressor Package | Air Vessel | In Your Scope / Part of Compressor Package | Dry Air Required | 53 CFM | Power Required | 230V 50 Hz Single Phase | Module Option | PSA Plant Only
AT • ABSSTEM Technologies LLP | IDOS 07 B-AT | IDOS 07 B | Industrial Oxygen Generator | IDOS Oxygen Generator | Nos | 842139 | 18.00 | 660448.00 | Yes | Yes | No |  | finished_good | Industrial Oxygen Generation Unit | Buy external | No |  |  |  | Yes | Yes | Yes |  | Gas Generated | Oxygen | Flow | 7.6 Nm3/Hr | Purity | 95 Percent | Compressor | In Your Scope / Quoted Separately | Dryer | In Your Scope / Part of Compressor Package | Air Vessel | In Your Scope / Part of Compressor Package | Dry Air Required | 58 CFM | Power Required | 230V 50 Hz Single Phase | Module Option | PSA Plant Only
AT • ABSSTEM Technologies LLP | IDOS 09 B-AT | IDOS 09 B | Industrial Oxygen Generator | IDOS Oxygen Generator | Nos | 842139 | 18.00 | 678110.00 | Yes | Yes | No |  | finished_good | Industrial Oxygen Generation Unit | Buy external | No |  |  |  | Yes | Yes | Yes |  | Gas Generated | Oxygen | Flow | 9 Nm3/Hr | Purity | 95 Percent | Compressor | In Your Scope / Quoted Separately | Dryer | In Your Scope / Part of Compressor Package | Air Vessel | In Your Scope / Part of Compressor Package | Dry Air Required | 71 CFM | Power Required | 230V 50 Hz Single Phase | Module Option | PSA Plant Only
AT • ABSSTEM Technologies LLP | IDOS 110 B-AT | IDOS 110 B | Industrial Oxygen Generator | IDOS Oxygen Generator | Nos | 842139 | 18.00 | 4883277.00 | Yes | Yes | No |  | finished_good | Industrial Oxygen Generation Unit | Buy external | No |  |  |  | Yes | Yes | Yes |  | Gas Generated | Oxygen | Flow | 110 Nm3/Hr | Purity | 95 Percent | Compressor | In Your Scope / Quoted Separately | Dryer | In Your Scope / Part of Compressor Package | Air Vessel | In Your Scope / Part of Compressor Package | Dry Air Required | 890 CFM | Power Required | 230V 50 Hz Single Phase | Module Option | PSA Plant Only
AT • ABSSTEM Technologies LLP | IDOS 12.5 B-AT | IDOS 12.5 B | Industrial Oxygen Generator | IDOS Oxygen Generator | Nos | 842139 | 18.00 | 816544.00 | Yes | Yes | No |  | finished_good | Industrial Oxygen Generation Unit | Buy external | No |  |  |  | Yes | Yes | Yes |  | Gas Generated | Oxygen | Flow | 12.5 Nm3/Hr | Purity | 95 Percent | Compressor | In Your Scope / Quoted Separately | Dryer | In Your Scope / Part of Compressor Package | Air Vessel | In Your Scope / Part of Compressor Package | Dry Air Required | 101 CFM | Power Required | 230V 50 Hz Single Phase | Module Option | PSA Plant Only
AT • ABSSTEM Technologies LLP | IDOS 12.5C-AT | IDOS 12.5C | Industrial Oxygen Generator | IDOS C Oxygen Generator | Nos | 842139 | 18.00 | 695000.00 | Yes | Yes | No |  | finished_good | Absstem Industrial Oxygen Plant | Buy external | No |  |  |  | Yes | Yes | Yes |  | Gas Generated | Oxygen | Flow | 12.5 Nm3/Hr | Purity | 95 Percent | Compressor | In Your Scope / Quoted Separately | Dryer | In Your Scope / Part of Compressor Package | Air Vessel | In Your Scope / Part of Compressor Package | Dry Air Required | 101 CFM | Power Required | 230V 50 Hz Single Phase | Module Option | PSA Plant Only
AT • ABSSTEM Technologies LLP | IDOS 130 B-AT | IDOS 130 B | Industrial Oxygen Generator | IDOS Oxygen Generator | Nos | 842139 | 18.00 | 5574005.00 | Yes | Yes | No |  | finished_good | Industrial Oxygen Generation Unit | Buy external | No |  |  |  | Yes | Yes | Yes |  | Gas Generated | Oxygen | Flow | 130 Nm3/Hr | Purity | 95 Percent | Compressor | In Your Scope / Quoted Separately | Dryer | In Your Scope / Part of Compressor Package | Air Vessel | In Your Scope / Part of Compressor Package | Dry Air Required | 1040 CFM | Power Required | 230V 50 Hz Single Phase | Module Option | PSA Plant Only
AT • ABSSTEM Technologies LLP | IDOS 15 B-AT | IDOS 15 B | Industrial Oxygen Generator | IDOS Oxygen Generator | Nos | 842139 | 18.00 | 960238.00 | Yes | Yes | No |  | finished_good | Industrial Oxygen Generation Unit | Buy external | No |  |  |  | Yes | Yes | Yes |  | Gas Generated | Oxygen | Flow | 15 Nm3/Hr | Purity | 95 Percent | Compressor | In Your Scope / Quoted Separately | Dryer | In Your Scope / Part of Compressor Package | Air Vessel | In Your Scope / Part of Compressor Package | Dry Air Required | 115 CFM | Power Required | 230V 50 Hz Single Phase | Module Option | PSA Plant Only
AT • ABSSTEM Technologies LLP | IDOS 15 C-AT | IDOS 15 C | Industrial Oxygen Generator | IDOS C Oxygen Generator | Nos | 842139 | 18.00 | 790000.00 | Yes | Yes | No |  | finished_good | Absstem Industrial Oxygen Plant | Buy external | No |  |  |  | Yes | Yes | Yes |  | Gas Generated | Oxygen | Flow | 15 Nm3/Hr | Purity | 95 Percent | Compressor | In Your Scope / Quoted Separately | Dryer | In Your Scope / Part of Compressor Package | Air Vessel | In Your Scope / Part of Compressor Package | Dry Air Required | 115 CFM | Power Required | 230V 50 Hz Single Phase | Module Option | PSA Plant Only
AT • ABSSTEM Technologies LLP | IDOS 150 B-AT | IDOS 150 B | Industrial Oxygen Generator | IDOS Oxygen Generator | Nos | 842139 | 18.00 | 7612273.00 | Yes | Yes | No |  | finished_good | Industrial Oxygen Generation Unit | Buy external | No |  |  |  | Yes | Yes | Yes |  | Gas Generated | Oxygen | Flow | 150 Nm3/Hr | Purity | 95 Percent | Compressor | In Your Scope / Quoted Separately | Dryer | In Your Scope / Part of Compressor Package | Air Vessel | In Your Scope / Part of Compressor Package | Dry Air Required | 1211 CFM | Power Required | 230V 50 Hz Single Phase | Module Option | PSA Plant Only
AT • ABSSTEM Technologies LLP | IDOS 18 B-AT | IDOS 18 B | Industrial Oxygen Generator | IDOS Oxygen Generator | Nos | 842139 | 18.00 | 1074826.00 | Yes | Yes | No |  | finished_good | Industrial Oxygen Generation Unit | Buy external | No |  |  |  | Yes | Yes | Yes |  | Gas Generated | Oxygen | Flow | 18 Nm3/Hr | Purity | 95 Percent | Compressor | In Your Scope / Quoted Separately | Dryer | In Your Scope / Part of Compressor Package | Air Vessel | In Your Scope / Part of Compressor Package | Dry Air Required | 139 CFM | Power Required | 230V 50 Hz Single Phase | Module Option | PSA Plant Only
AT • ABSSTEM Technologies LLP | IDOS 18 C-AT | IDOS 18 C | Industrial Oxygen Generator | IDOS C Oxygen Generator | Nos | 842139 | 18.00 | 920000.00 | Yes | Yes | No |  | finished_good | Absstem Industrial Oxygen Plant | Buy external | No |  |  |  | Yes | Yes | Yes |  | Gas Generated | Oxygen | Flow | 18 Nm3/Hr | Purity | 95 Percent | Compressor | In Your Scope / Quoted Separately | Dryer | In Your Scope / Part of Compressor Package | Air Vessel | In Your Scope / Part of Compressor Package | Dry Air Required | 139 CFM | Power Required | 230V 50 Hz Single Phase | Module Option | PSA Plant Only
AT • ABSSTEM Technologies LLP | IDOS 20 C-AT | IDOS 20 C | Industrial Oxygen Generator | IDOS C Oxygen Generator | Nos | 842139 | 18.00 | 990000.00 | Yes | Yes | No |  | finished_good | Absstem Industrial Oxygen Plant | Buy external | No |  |  |  | Yes | Yes | Yes |  | Gas Generated | Oxygen | Flow | 20 Nm3/Hr | Purity | 95 Percent | Compressor | In Your Scope / Quoted Separately | Dryer | In Your Scope / Part of Compressor Package | Air Vessel | In Your Scope / Part of Compressor Package |  | Dry Air Required | 171 CFM | Power Required | 230V 50 Hz Single Phase | Module Option
AT • ABSSTEM Technologies LLP | IDOS 200 B-AT | IDOS 200 B | Industrial Oxygen Generator | IDOS Oxygen Generator | Nos | 842139 | 18.00 | 8379260.00 | Yes | Yes | No |  | finished_good | Industrial Oxygen Generation Unit | Buy external | No |  |  |  | Yes | Yes | Yes |  | Gas Generated | Oxygen | Flow | 200 Nm3/Hr | Purity | 95 Percent | Compressor | In Your Scope / Quoted Separately | Dryer | In Your Scope / Part of Compressor Package | Air Vessel | In Your Scope / Part of Compressor Package | Dry Air Required | 1610 CFM | Power Required | 230V 50 Hz Single Phase | Module Option | PSA Plant Only
AT • ABSSTEM Technologies LLP | IDOS 22 B-AT | IDOS 22 B | Industrial Oxygen Generator | IDOS Oxygen Generator | Nos | 842139 | 18.00 | 1133781.00 | Yes | Yes | No |  | finished_good | Industrial Oxygen Generation Unit | Buy external | No |  |  |  | Yes | Yes | Yes |  | Gas Generated | Oxygen | Flow | Dryer | 22 Nm3/Hr | Purity | 95 Percent | Compressor | In Your Scope / Quoted Separately | In Your Scope / Part of Compressor Package | Air Vessel | In Your Scope / Part of Compressor Package | Dry Air Required | 171 CFM | Power Required | 230V 50 Hz Single Phase | Module Option | PSA Plant Only
AT • ABSSTEM Technologies LLP | IDOS 25 B-AT | IDOS 25 B | Industrial Oxygen Generator | IDOS Oxygen Generator | Nos | 842139 | 18.00 | 1279742.00 | Yes | Yes | No |  | finished_good | Industrial Oxygen Generation Unit | Buy external | No |  |  |  | Yes | Yes | Yes |  | Gas Generated | Oxygen | Flow | 25 Nm3/Hr | Purity | 95 Percent | Compressor | In Your Scope / Quoted Separately | Dryer | In Your Scope / Part of Compressor Package | Air Vessel | In Your Scope / Part of Compressor Package | Dry Air Required | 208 CFM | Power Required | 230V 50 Hz Single Phase | Module Option | PSA Plant Only
AT • ABSSTEM Technologies LLP | IDOS 25 C-AT | IDOS 25 C | Industrial Oxygen Generator | IDOS C Oxygen Generator | Nos | 842139 | 18.00 | 1115000.00 | Yes | Yes | No |  | finished_good | Absstem Industrial Oxygen Plant | Buy external | No |  |  |  | Yes | Yes | Yes |  | Oxygen | Gas Generated | Flow | 25 Nm3/Hr | Purity | 95 Percent | Compressor | In Your Scope / Quoted Separately | Dryer | In Your Scope / Part of Compressor Package | Air Vessel | In Your Scope / Part of Compressor Package | Dry Air Required | 208 CFM | Power Required | 230V 50 Hz Single Phase | Module Option | PSA Plant Only
AT • ABSSTEM Technologies LLP | IDOS 250 B-AT | IDOS 250 B | Industrial Oxygen Generator | IDOS Oxygen Generator | Nos | 842139 | 18.00 | 10050885.00 | Yes | Yes | No |  | finished_good | Industrial Oxygen Generation Unit | Buy external | No |  |  |  | Yes | Yes | Yes |  | Gas Generated | Oxygen | Flow | 250 Nm3/Hr | Purity | 95 Percent | Compressor | In Your Scope / Quoted Separately | Dryer | In Your Scope / Part of Compressor Package | Air Vessel | In Your Scope / Part of Compressor Package | Dry Air Required | 1911 CFM | Power Required | 230V 50 Hz Single Phase | Module Option | PSA Plant Only
AT • ABSSTEM Technologies LLP | IDOS 2C-AT | IDOS 2C | Industrial Oxygen Generator | IDOS C Oxygen Generator | Nos | 842139 | 18.00 | 325000.00 | Yes | Yes | No |  | finished_good | Absstem Industrial Oxygen Plant | Buy external | No |  |  |  | Yes | Yes | Yes |  | Gas Generated | Oxygen | Flow | 2 Nm3/Hr | Purity | 95 Percent | Compressor | In Your Scope / Quoted Separately | Dryer | In Your Scope / Part of Compressor Package | Air Vessel | In Your Scope / Part of Compressor Package | Dry Air Required | 16 CFM | Power Required | 230V 50 Hz Single Phase | Module Option | PSA Plant Only
AT • ABSSTEM Technologies LLP | IDOS 30 B-AT | IDOS 30 B | Industrial Oxygen Generator | IDOS Oxygen Generator | Nos | 842139 | 18.00 | 1404446.00 | Yes | Yes | No |  | finished_good | Industrial Oxygen Generation Unit | Buy external | No |  |  |  | Yes | Yes | Yes |  | Gas Generated | Oxygen | Flow | 30 Nm3/Hr | Purity | 95 Percent | Compressor | In Your Scope / Quoted Separately | Dryer | In Your Scope / Part of Compressor Package | Air Vessel | In Your Scope / Part of Compressor Package | Dry Air Required | 254 CFM | Power Required | 230V 50 Hz Single Phase | Module Option | PSA Plant Only
AT • ABSSTEM Technologies LLP | IDOS 30 C-AT | IDOS 30 C | Industrial Oxygen Generator | IDOS C Oxygen Generator | Nos | 842139 | 18.00 | 1325000.00 | Yes | Yes | No |  | finished_good | Absstem Industrial Oxygen Plant | Buy external | No |  |  |  | Yes | Yes | Yes |  | Gas Generated | Oxygen | Flow | 30 Nm3/Hr | Purity | 96 Percent | Compressor | In Your Scope / Quoted Separately | Dryer | In Your Scope / Part of Compressor Package | Air Vessel | In Your Scope / Part of Compressor Package | Dry Air Required | 254 CFM | Power Required | 230V 50 Hz Single Phase | Module Option | PSA Plant Only
AT • ABSSTEM Technologies LLP | IDOS 3C-AT | IDOS 3C | Industrial Oxygen Generator | IDOS C Oxygen Generator | Nos | 842139 | 18.00 | 339950.00 | Yes | Yes | No |  | finished_good | Absstem Industrial Oxygen Plant | Buy external | No |  |  |  | Yes | Yes | Yes |  | Gas Generated | Oxygen | Flow | 3 Nm3/Hr | Purity | 95 Percent | Compressor | In Your Scope / Quoted Separately | Dryer | In Your Scope / Part of Compressor Package | Air Vessel | In Your Scope / Part of Compressor Package | Dry Air Required | 21 CFM | Power Required | 230V 50 Hz Single Phase | Module Option | PSA Plant Only
AT • ABSSTEM Technologies LLP | IDOS 40 B-AT | IDOS 40 B | Industrial Oxygen Generator | IDOS Oxygen Generator | Nos | 842139 | 18.00 | 1683680.00 | Yes | Yes | No |  | finished_good | Industrial Oxygen Generation Unit | Buy external | No |  |  |  | Yes | Yes | Yes |  | Gas Generated | Oxygen | Flow | 40 Nm3/Hr | Purity | 95 Percent | Compressor | In Your Scope / Quoted Separately | Dryer | In Your Scope / Part of Compressor Package | Air Vessel | In Your Scope / Part of Compressor Package | Dry Air Required | 315 CFM | Power Required | 230V 50 Hz Single Phase | Module Option | PSA Plant Only
AT • ABSSTEM Technologies LLP | IDOS 45 B-AT | IDOS 45 B | Industrial Oxygen Generator | IDOS Oxygen Generator | Nos | 842139 | 18.00 | 1939088.00 | Yes | Yes | No |  | finished_good | Industrial Oxygen Generation Unit | Buy external | No |  |  |  | Yes | Yes | Yes |  | Gas Generated | Oxygen | Flow | 45 Nm3/Hr | Purity | 95 Percent | Compressor | In Your Scope / Quoted Separately | Dryer | In Your Scope / Part of Compressor Package | Air Vessel | In Your Scope / Part of Compressor Package | Dry Air Required | 360 CFM | Power Required | 230V 50 Hz Single Phase | Module Option | PSA Plant Only
AT • ABSSTEM Technologies LLP | IDOS 4C-AT | IDOS 4C | Industrial Oxygen Generator | IDOS C Oxygen Generator | Nos | 842139 | 18.00 | 375000.00 | Yes | Yes | No |  | finished_good | Absstem Industrial Oxygen Plant | Buy external | No |  |  |  | Yes | Yes | Yes |  | Gas Generated | Oxygen | Flow | 4 Nm3/Hr | Purity | 95 Percent | Compressor | In Your Scope / Quoted Separately | Dryer | In Your Scope / Part of Compressor Package | Air Vessel | In Your Scope / Part of Compressor Package | Dry Air Required | 32 CFM | Power Required | 230V 50 Hz Single Phase | Module Option | PSA Plant Only
AT • ABSSTEM Technologies LLP | IDOS 50 B-AT | IDOS 50 B | Industrial Oxygen Generator | IDOS Oxygen Generator | Nos | 842139 | 18.00 | 2096829.00 | Yes | Yes | No |  | finished_good | Industrial Oxygen Generation Unit | Buy external | No |  |  |  | Yes | Yes | Yes |  | Gas Generated | Oxygen | Flow | 50 Nm3/Hr | Purity | 95 Percent | Compressor | In Your Scope / Quoted Separately | Dryer | In Your Scope / Part of Compressor Package | Air Vessel | In Your Scope / Part of Compressor Package | Dry Air Required | 394 CFM | Power Required | 230V 50 Hz Single Phase | Module Option | PSA Plant Only
AT • ABSSTEM Technologies LLP | IDOS 5C-AT | IDOS 5C | Industrial Oxygen Generator | IDOS C Oxygen Generator | Nos | 842139 | 18.00 | 450000.00 | Yes | Yes | No |  | finished_good | Absstem Industrial Oxygen Plant | Buy external | No |  |  |  | Yes | Yes | Yes |  | Gas Generated | Oxygen | Flow | 5 Nm3/Hr | Purity | 95 Percent | Compressor | In Your Scope / Quoted Separately | Dryer | In Your Scope / Part of Compressor Package | Air Vessel | In Your Scope / Part of Compressor Package | Dry Air Required | 43 CFM | Power Required | 230V 50 Hz Single Phase | Module Option | PSA Plant Only
AT • ABSSTEM Technologies LLP | IDOS 60 B-AT | IDOS 60 B | Industrial Oxygen Generator | IDOS Oxygen Generator | Nos | 842139 | 18.00 | 2482942.00 | Yes | Yes | No |  | finished_good | Industrial Oxygen Generation Unit | Buy external | No |  |  |  | Yes | Yes | Yes |  | Gas Generated | Oxygen | Flow | 65 Nm3/Hr | Purity | 95 Percent | Compressor | In Your Scope / Quoted Separately | Dryer | In Your Scope / Part of Compressor Package | Air Vessel | In Your Scope / Part of Compressor Package | Dry Air Required | 520 CFM | Power Required | 230V 50 Hz Single Phase | Module Option | PSA Plant Only
AT • ABSSTEM Technologies LLP | IDOS 75 B-AT | IDOS 75 B | Industrial Oxygen Generator | IDOS Oxygen Generator | Nos | 842139 | 18.00 | 3150445.00 | Yes | Yes | No |  | finished_good | Industrial Oxygen Generation Unit | Buy external | No |  |  |  | Yes | Yes | Yes |  | Gas Generated | Oxygen | Flow | 75 Nm3/Hr | Purity | 95 Percent | Compressor | In Your Scope / Quoted Separately | Dryer | In Your Scope / Part of Compressor Package | Air Vessel | In Your Scope / Part of Compressor Package | Dry Air Required | 602 CFM | Power Required | 230V 50 Hz Single Phase | Module Option | PSA Plant Only
AT • ABSSTEM Technologies LLP | IDOS 7C-AT | IDOS 7C | Industrial Oxygen Generator | IDOS C Oxygen Generator | Nos | 842139 | 18.00 | 537550.00 | Yes | Yes | No |  | finished_good | Absstem Industrial Oxygen Plant | Buy external | No |  |  |  | Yes | Yes | Yes |  | Gas Generated | Oxygen | Flow | 7 Nm3/Hr | Purity | 95 Percent | Compressor | In Your Scope / Quoted Separately | Dryer | In Your Scope / Part of Compressor Package | Air Vessel | In Your Scope / Part of Compressor Package | Dry Air Required | 58 CFM | Power Required | 230V 50 Hz Single Phase | Module Option | PSA Plant Only
AT • ABSSTEM Technologies LLP | IDOS 90 B-AT | IDOS 90 B | Industrial Oxygen Generator | IDOS Oxygen Generator | Nos | 842139 | 18.00 | 4480001.00 | Yes | Yes | No |  | finished_good | Industrial Oxygen Generation Unit | Buy external | No |  |  |  | Yes | Yes | Yes |  | Gas Generated | Oxygen | Flow | 90 Nm3/Hr | Purity | 95 Percent | Compressor | In Your Scope / Quoted Separately | Dryer | In Your Scope / Part of Compressor Package | Air Vessel | In Your Scope / Part of Compressor Package | Dry Air Required | 746 CFM | Power Required | 230V 50 Hz Single Phase | Module Option | PSA Plant Only
AT • ABSSTEM Technologies LLP | IDOS 9C-AT | IDOS 9C | Industrial Oxygen Generator | IDOS C Oxygen Generator | Nos | 842139 | 18.00 | 575000.00 | Yes | Yes | No |  | finished_good | Absstem Industrial Oxygen Plant | Buy external | No |  |  |  | Yes | Yes | Yes |  | Gas Generated | Oxygen | Flow | 9 Nm3/Hr | Purity | 95 Percent | Compressor | In Your Scope / Quoted Separately | Dryer | In Your Scope / Part of Compressor Package | Air Vessel | In Your Scope / Part of Compressor Package | Dry Air Required | 71 CFM | Power Required | 230V 50 Hz Single Phase | Module Option | PSA Plant Only
AT • ABSSTEM Technologies LLP | LENOVOLAP1 | LENOVOLAP1 | Asset | Laptop | PCS |  | 18.00 | 0.00 | Yes | Yes | No | Lenovo | finished_good |  | Buy external | No |  |  |  | Yes | Yes | Yes
AT • ABSSTEM Technologies LLP | MI10 | Flowmeter,Rotameter,Analog,6 to 60 Nm3/Hr,1/2",Female-PT,Acrylic Tube,Microflow,,Oxygen,6.5 Barg,(0° | Measuring Instrument | Flowmeter | Nos | 90271000 | 18.00 | 0.00 | Yes | Yes | No |  | finished_good |  | Buy external | No |  |  |  | Yes | Yes | Yes
AT • ABSSTEM Technologies LLP | MI100 | Flowmeter,Rotameter,Analog,20 to 200 LPM,1/2",R/Female SS-BSP,Acrylic Tube,Left Flow Control Valve,, | Measuring Instrument | Flowmeter | Nos | 9026 | 18.00 | 0.00 | Yes | Yes | No |  | finished_good |  | Buy external | No |  |  |  | Yes | Yes | Yes
AT • ABSSTEM Technologies LLP | MI101 | Flowmeter,Rotameter,Analog,80 to 800 LPM,1/2",R/Female SS-BSP,Acrylic Tube,Left Flow Control Valve,, | Measuring Instrument | Flowmeter | Nos | 9026 | 18.00 | 0.00 | Yes | Yes | No |  | finished_good |  | Buy external | No |  |  |  | Yes | Yes | Yes
AT • ABSSTEM Technologies LLP | MI102 | Flowmeter,Rotameter,Analog,1.5 to 15 Nm3/Hr,1/2",T&B/Female/Teflon-BSP,Acrylic Tube,,,Oxygen,, | Measuring Instrument | Flowmeter | Nos | 9026 | 18.00 | 0.00 | Yes | Yes | No |  | finished_good |  | Buy external | No |  |  |  | Yes | Yes | Yes
AT • ABSSTEM Technologies LLP | MI103 | Flowmeter,Rotameter,Analog,40 to 400 LPM,1/2",R/Female SS-BSP,Acrylic Tube,Left Flow Control Valve,, | Measuring Instrument | Flowmeter | Nos | 9026 | 18.00 | 0.00 | Yes | Yes | No |  | finished_good |  | Buy external | No |  |  |  | Yes | Yes | Yes
AT • ABSSTEM Technologies LLP | MI104 | Pressure Gauge,1/8",Without Glycerin,0-10 Kg/cm2,Bottom Connection,MS + Brass,50 mm,BAUMER-AA Series | Measuring Instrument | Pressure Gauge | Nos | 9026 | 18.00 | 0.00 | Yes | Yes | No |  | finished_good |  | Buy external | No |  |  |  | Yes | Yes | Yes
AT • ABSSTEM Technologies LLP | MI105 | Pressure Gauge,1/2",With Glycerin,(-1 to 9 Barg),Bottom Connection,SS with Case vent,4",Wika,Male - | Measuring Instrument | Pressure Gauge | Nos | 9026 | 18.00 | 0.00 | Yes | Yes | No |  | finished_good |  | Buy external | No |  |  |  | Yes | Yes | Yes
AT • ABSSTEM Technologies LLP | MI106 | Temperature Transmitter,Controller-Sensor Dia 6mm-Sensing Length 150 mm-3 Wire 5 Mtr (2 Relay Output | Measuring Instrument | Temperature Transmitter | Nos | 90261090 | 18.00 | 0.00 | Yes | Yes | No |  | finished_good |  | Buy external | No |  |  |  | Yes | Yes | Yes
AT • ABSSTEM Technologies LLP | MI107 | Temperature Transmitter,Controller-Sensor Dia 6mm-Sensing Length 162 mm-3 Wire 3 Mtr Approx,,,,Delta | Measuring Instrument | Temperature Transmitter | Nos | 90261090 | 18.00 | 0.00 | Yes | Yes | No |  | finished_good |  | Buy external | No |  |  |  | Yes | Yes | Yes
AT • ABSSTEM Technologies LLP | MI108 | Temperature Gauge,Bimetallic,Dia-6mm, L-300 mm,4",(0°C - 300°C),1/2",Male-BSP,SS-304-316,Baumer-CBF2 | Measuring Instrument | Temperature Gauge | Nos | 9026 | 18.00 | 0.00 | Yes | Yes | No |  | finished_good |  | Buy external | No |  |  |  | Yes | Yes | Yes
AT • ABSSTEM Technologies LLP | MI109 | Pressure Gauge,1/2",,0-10000 MMWC / 0-1000 mBar,Bottom Connection,,D-4",AKVALO,Male-BSP,(-4°C - 60°C | Measuring Instrument | Pressure Gauge | Nos | 9026 | 18.00 | 0.00 | Yes | Yes | No |  | finished_good |  | Buy external | No |  |  |  | Yes | Yes | Yes
AT • ABSSTEM Technologies LLP | MI11 | Flowmeter,Rotameter,Analog,10 to 100 Nm3/Hr,3/4"",Female-PT,Acrylic Tube,Microflow,,Air,6.5 Barg,(0° | Measuring Instrument | Flowmeter | Nos | 90271000 | 18.00 | 0.00 | Yes | Yes | No |  | finished_good |  | Buy external | No |  |  |  | Yes | Yes | Yes
AT • ABSSTEM Technologies LLP | MI110 | Pressure Gauge,3/8",,0-10000 MMWC / 0-1000 mBar,Bottom Connection,,D-4",AKVALO,Male-BSP,(-4°C - 60°C | Measuring Instrument | Pressure Gauge | Nos | 9026 | 18.00 | 0.00 | Yes | Yes | No |  | finished_good |  | Buy external | No |  |  |  | Yes | Yes | Yes
AT • ABSSTEM Technologies LLP | MI111 | Pressure Gauge,1/2",,0-20 Kg/cm2,Bottom Connection,SS,,BAUMER,Male-BSP,(-4°C - 60°C), | Measuring Instrument | Pressure Gauge | Nos | 9026 | 18.00 | 0.00 | Yes | Yes | No |  | finished_good |  | Buy external | No |  |  |  | Yes | Yes | Yes
AT • ABSSTEM Technologies LLP | MI112 | Pressure Transmitter,,(0 to 4) Barg,1/4",SS,BAUMER-CTX Series,Output (4 to 20 mA),(-20°C - 80°C) | Measuring Instrument | Pressure Transmitter | Nos | 90262000 | 18.00 | 0.00 | Yes | Yes | No |  | finished_good |  | Buy external | No |  |  |  | Yes | Yes | Yes
AT • ABSSTEM Technologies LLP | MI113 | Pressure Gauge,1/2",,0-25 Barg,Bottom Connection,SS,D-4",BAUMER-AVF2 3 BM,Male-BSP,(-4°C - 60°C), | Measuring Instrument | Pressure Gauge | Nos | 9026 | 18.00 | 0.00 | Yes | Yes | No |  | finished_good |  | Buy external | No |  |  |  | Yes | Yes | Yes
AT • ABSSTEM Technologies LLP | MI114 | Pressure Switch,1/4",BSP,Dial-3",Upto 600 Barg,Ni-DG-R-705,4 Digit LED,Poly Carbonate,Max. 80°C | Measuring Instrument | Pressure Switch | Nos | 9032 | 18.00 | 0.00 | Yes | Yes | No |  | finished_good |  | Buy external | No |  |  |  | Yes | Yes | Yes
AT • ABSSTEM Technologies LLP | MI115 | Pressure Transmitter,520,(0 to 16) Barg,1/4",SS,Huba-520.931S032401,07….33 VDC,(-30°C - 85°C) | Measuring Instrument | Pressure Transmitter | Nos |  | 18.00 | 0.00 | Yes | Yes | No |  | finished_good |  | Buy external | No |  |  |  | Yes | Yes | Yes
AT • ABSSTEM Technologies LLP | MI116 | Dew-Point Meter,Digital Transmitter -M12 5 Pin,Mishell-SF82-TX-AP1,With Cable,1/2",(-60°C to 60°C),S | Measuring Instrument | Dew-Point Meter | Nos |  | 18.00 | 0.00 | Yes | Yes | No |  | finished_good |  | Buy external | No |  |  |  | Yes | Yes | Yes
AT • ABSSTEM Technologies LLP | MI117 | Flowmeter,Transmitter,Analogue / Display with Backlight,,DN 25 (1"),,,E+E -EE741A6D2AC0FU4,4-20mA,Ox | Measuring Instrument | Flowmeter | Nos | 9026 | 18.00 | 0.00 | Yes | Yes | No |  | finished_good |  | Buy external | No |  |  |  | Yes | Yes | Yes
AT • ABSSTEM Technologies LLP | MI118 | Vernier Caliper,Digital,,Battery,50/60 HZ | Measuring Instrument | Vernier Caliper | Nos | 90173010 | 18.00 | 0.00 | Yes | Yes | No |  | finished_good |  | Buy external | No |  |  |  | Yes | Yes | Yes
AT • ABSSTEM Technologies LLP | MI12 | Flowmeter,Rotameter,Analog,10 to 100 Nm3/Hr,3/4"",Female-PT,Acrylic Tube,Microflow,,Nitrogen,6.5 Bar | Measuring Instrument | Flowmeter | Nos | 90271000 | 18.00 | 0.00 | Yes | Yes | No |  | finished_good |  | Buy external | No |  |  |  | Yes | Yes | Yes
AT • ABSSTEM Technologies LLP | MI13 | Flowmeter,Rotameter,Analog,10 to 100 Nm3/Hr,3/4"",Female-PT,Acrylic Tube,Microflow,,Oxygen,6.5 Barg, | Measuring Instrument | Flowmeter | Nos | 90271000 | 18.00 | 0.00 | Yes | Yes | No |  | finished_good |  | Buy external | No |  |  |  | Yes | Yes | Yes
AT • ABSSTEM Technologies LLP | MI14 | Flowmeter,Rotameter,Analog,20 to 200 Nm3/Hr,1',Female-PT,Acrylic Tube,Microflow,,Air,6.5 Barg,(0°C t | Measuring Instrument | Flowmeter | Nos | 90271000 | 18.00 | 0.00 | Yes | Yes | No |  | finished_good |  | Buy external | No |  |  |  | Yes | Yes | Yes
AT • ABSSTEM Technologies LLP | MI15 | Flowmeter,Rotameter,Analog,20 to 200 Nm3/Hr,1',Female-PT,Acrylic Tube,Microflow,,Nitrogen,6.5 Barg,( | Measuring Instrument | Flowmeter | Nos | 90271000 | 18.00 | 0.00 | Yes | Yes | No |  | finished_good |  | Buy external | No |  |  |  | Yes | Yes | Yes
AT • ABSSTEM Technologies LLP | MI16 | Flowmeter,Rotameter,Analog,20 to 200 Nm3/Hr,1',Female-PT,Acrylic Tube,Microflow,,Oxygen,6.5 Barg,(0° | Measuring Instrument | Flowmeter | Nos | 90271000 | 18.00 | 0.00 | Yes | Yes | No |  | finished_good |  | Buy external | No |  |  |  | Yes | Yes | Yes
AT • ABSSTEM Technologies LLP | MI17 | Flowmeter,Rotameter,Analog,30 to 300 Nm3/Hr,1.5",Female-PT,Acrylic Tube,Microflow,,Air,6.5 Barg,(0°C | Measuring Instrument | Flowmeter | Nos | 90271000 | 18.00 | 0.00 | Yes | Yes | No |  | finished_good |  | Buy external | No |  |  |  | Yes | Yes | Yes
AT • ABSSTEM Technologies LLP | MI18 | Flowmeter,Rotameter,Analog,30 to 300 Nm3/Hr,1.5",Female-PT,Acrylic Tube,Microflow,,Nitrogen,6.5 Barg | Measuring Instrument | Flowmeter | Nos | 90271000 | 18.00 | 0.00 | Yes | Yes | No |  | finished_good |  | Buy external | No |  |  |  | Yes | Yes | Yes
AT • ABSSTEM Technologies LLP | MI19 | Flowmeter,Rotameter,Analog,30 to 300 Nm3/Hr,1.5",Female-PT,Acrylic Tube,Microflow,,Oxygen,6.5 Barg,( | Measuring Instrument | Flowmeter | Nos | 90271000 | 18.00 | 0.00 | Yes | Yes | No |  | finished_good |  | Buy external | No |  |  |  | Yes | Yes | Yes
AT • ABSSTEM Technologies LLP | MI2 | Analyzer,Digital PPM,Online,Oxygen,1 - 1000 PPM,Absstem-ABS,LED,Electrochemical,,24 V DC,0.1 - 1 LPM | Measuring Instrument | Analyzer | Nos | 902710 | 18.00 | 0.00 | Yes | Yes | No |  | finished_good |  | Buy external | No |  |  |  | Yes | Yes | Yes
AT • ABSSTEM Technologies LLP | MI20 | Flowmeter,Rotameter,Analog,40 to 400 Nm3/Hr,2",Female-PT,Acrylic Tube,Microflow,,Oxygen,6.5 Barg,(0° | Measuring Instrument | Flowmeter | Nos | 90271000 | 18.00 | 0.00 | Yes | Yes | No |  | finished_good |  | Buy external | No |  |  |  | Yes | Yes | Yes
AT • ABSSTEM Technologies LLP | MI21 | Flowmeter,Rotameter,Analog,40 to 400 Nm3/Hr,2",Female-PT,Acrylic Tube,Microflow,,Oxygen,6.5 Barg,(0° | Measuring Instrument | Flowmeter | Nos | 90271000 | 18.00 | 0.00 | Yes | Yes | No |  | finished_good |  | Buy external | No |  |  |  | Yes | Yes | Yes
AT • ABSSTEM Technologies LLP | MI22 | Flowmeter,Rotameter,Analog,40 to 400 Nm3/Hr,2",Female-PT,Acrylic Tube,Microflow,,Oxygen,6.5 Barg,(0° | Measuring Instrument | Flowmeter | Nos | 90271000 | 18.00 | 0.00 | Yes | Yes | No |  | finished_good |  | Buy external | No |  |  |  | Yes | Yes | Yes
AT • ABSSTEM Technologies LLP | MI23 | Flowmeter,Rotameter,Analog,6 to 60 Nm3/Hr,1/2",Flanged,Acrylic Tube,Microflow,,Air,6.5 Barg,(0°C to | Measuring Instrument | Flowmeter | Nos | 90271000 | 18.00 | 0.00 | Yes | Yes | No |  | finished_good |  | Buy external | No |  |  |  | Yes | Yes | Yes
AT • ABSSTEM Technologies LLP | MI24 | Flowmeter,Rotameter,Analog,6 to 60 Nm3/Hr,1/2",Flanged,Acrylic Tube,Microflow,,Nitrogen,6.5 Barg,(0° | Measuring Instrument | Flowmeter | Nos | 90271000 | 18.00 | 0.00 | Yes | Yes | No |  | finished_good |  | Buy external | No |  |  |  | Yes | Yes | Yes
AT • ABSSTEM Technologies LLP | MI25 | Flowmeter,Rotameter,Analog,6 to 60 Nm3/Hr,1/2",Flanged,Acrylic Tube,Microflow,,Oxygen,6.5 Barg,(0°C | Measuring Instrument | Flowmeter | Nos | 90271000 | 18.00 | 0.00 | Yes | Yes | No |  | finished_good |  | Buy external | No |  |  |  | Yes | Yes | Yes
AT • ABSSTEM Technologies LLP | MI26 | Flowmeter,Rotameter,Analog,10 to 100 Nm3/Hr,3/4"",Flanged,Acrylic Tube,Microflow,,Air,6.5 Barg,(0°C | Measuring Instrument | Flowmeter | Nos | 90271000 | 18.00 | 0.00 | Yes | Yes | No |  | finished_good |  | Buy external | No |  |  |  | Yes | Yes | Yes
AT • ABSSTEM Technologies LLP | MI27 | Flowmeter,Rotameter,Analog,10 to 100 Nm3/Hr,3/4"",Flanged,Acrylic Tube,Microflow,,Nitrogen,6.5 Barg, | Measuring Instrument | Flowmeter | Nos | 90271000 | 18.00 | 0.00 | Yes | Yes | No |  | finished_good |  | Buy external | No |  |  |  | Yes | Yes | Yes
AT • ABSSTEM Technologies LLP | MI28 | Flowmeter,Rotameter,Analog,10 to 100 Nm3/Hr,3/4"",Flanged,Acrylic Tube,Microflow,,Oxygen,6.5 Barg,(0 | Measuring Instrument | Flowmeter | Nos | 90271000 | 18.00 | 0.00 | Yes | Yes | No |  | finished_good |  | Buy external | No |  |  |  | Yes | Yes | Yes
AT • ABSSTEM Technologies LLP | MI29 | Flowmeter,Rotameter,Analog,20 to 200 Nm3/Hr,1',Flanged,Acrylic Tube,Microflow,,Air,6.5 Barg,(0°C to | Measuring Instrument | Flowmeter | Nos | 90271000 | 18.00 | 0.00 | Yes | Yes | No |  | finished_good |  | Buy external | No |  |  |  | Yes | Yes | Yes
AT • ABSSTEM Technologies LLP | MI3 | Analyzer,Digital PPM,Online,Oxygen,1-10000 PPM,Southland-OMD-501X,LED,Electrochemical,,220 V AC,0.1 | Measuring Instrument | Analyzer | Nos | 902710 | 18.00 | 0.00 | Yes | Yes | No |  | finished_good |  | Buy external | No |  |  |  | Yes | Yes | Yes
AT • ABSSTEM Technologies LLP | MI30 | Flowmeter,Rotameter,Analog,20 to 200 Nm3/Hr,1',Flanged,Acrylic Tube,Microflow,,Nitrogen,6.5 Barg,(0° | Measuring Instrument | Flowmeter | Nos | 90271000 | 18.00 | 0.00 | Yes | Yes | No |  | finished_good |  | Buy external | No |  |  |  | Yes | Yes | Yes
AT • ABSSTEM Technologies LLP | MI31 | Flowmeter,Rotameter,Analog,20 to 200 Nm3/Hr,1',Flanged,Acrylic Tube,Microflow,,Oxygen,6.5 Barg,(0°C | Measuring Instrument | Flowmeter | Nos | 90271000 | 18.00 | 0.00 | Yes | Yes | No |  | finished_good |  | Buy external | No |  |  |  | Yes | Yes | Yes
AT • ABSSTEM Technologies LLP | MI32 | Flowmeter,Rotameter,Analog,30 to 300 Nm3/Hr,1.5",Flanged,Acrylic Tube,Microflow,,Air,6.5 Barg,(0°C t | Measuring Instrument | Flowmeter | Nos | 90271000 | 18.00 | 0.00 | Yes | Yes | No |  | finished_good |  | Buy external | No |  |  |  | Yes | Yes | Yes
AT • ABSSTEM Technologies LLP | MI33 | Flowmeter,Rotameter,Analog,30 to 300 Nm3/Hr,1.5",Flanged,Acrylic Tube,Microflow,,Nitrogen,6.5 Barg,( | Measuring Instrument | Flowmeter | Nos | 90271000 | 18.00 | 0.00 | Yes | Yes | No |  | finished_good |  | Buy external | No |  |  |  | Yes | Yes | Yes
AT • ABSSTEM Technologies LLP | MI34 | Flowmeter,Rotameter,Analog,30 to 300 Nm3/Hr,1.5",Flanged,Acrylic Tube,Microflow,,Oxygen,6.5 Barg,(0° | Measuring Instrument | Flowmeter | Nos | 90271000 | 18.00 | 0.00 | Yes | Yes | No |  | finished_good |  | Buy external | No |  |  |  | Yes | Yes | Yes
AT • ABSSTEM Technologies LLP | MI35 | Flowmeter,Rotameter,Analog,40 to 400 Nm3/Hr,2",Flanged,Acrylic Tube,Microflow,,Oxygen,6.5 Barg,(0°C | Measuring Instrument | Flowmeter | Nos | 90271000 | 18.00 | 0.00 | Yes | Yes | No |  | finished_good |  | Buy external | No |  |  |  | Yes | Yes | Yes
AT • ABSSTEM Technologies LLP | MI36 | Flowmeter,Rotameter,Analog,40 to 400 Nm3/Hr,2",Flanged,Acrylic Tube,Microflow,,Oxygen,6.5 Barg,(0°C | Measuring Instrument | Flowmeter | Nos | 90271000 | 18.00 | 0.00 | Yes | Yes | No |  | finished_good |  | Buy external | No |  |  |  | Yes | Yes | Yes
AT • ABSSTEM Technologies LLP | MI37 | Flowmeter,Rotameter,Analog,40 to 400 Nm3/Hr,2",Flanged,Acrylic Tube,Microflow,,Oxygen,6.5 Barg,(0°C | Measuring Instrument | Flowmeter | Nos | 90271000 | 18.00 | 0.00 | Yes | Yes | No |  | finished_good |  | Buy external | No |  |  |  | Yes | Yes | Yes
AT • ABSSTEM Technologies LLP | MI38 | Flowmeter,Rotameter,Analog,0.5 to 3 LPM,1/8",Female-BPT,Acrylic Tube,Microflow,,Air/Nitrogen/Oxygen, | Measuring Instrument-bulk | Flowmeter | Nos | 90271000 | 18.00 | 0.00 | Yes | Yes | No |  | finished_good |  | Buy external | No |  |  |  | Yes | Yes | Yes
AT • ABSSTEM Technologies LLP | MI39 | Flowmeter,Mass Flow meter,Digital with totalizer,169 m3,1/2",Pipe Mounting,Aluminium,CDI-5200-05S,24 | Measuring Instrument | Flowmeter | Nos | 90271000 | 18.00 | 0.00 | Yes | Yes | No |  | finished_good |  | Buy external | No |  |  |  | Yes | Yes | Yes
AT • ABSSTEM Technologies LLP | MI4 | Analyzer,Digital Percentage,Online,Oxygen,0.1 - 100 %,Absstem-ABS,LED,Electrochemical,,24 V DC,0.1 - | Measuring Instrument | Analyzer | Nos | 9029 | 18.00 | 0.00 | Yes | Yes | No |  | finished_good |  | Buy external | No |  |  |  | Yes | Yes | Yes
AT • ABSSTEM Technologies LLP | MI40 | Flowmeter,Mass Flow meter,Digital with totalizer,250 m3,3/4",Pipe Mounting,Aluminium,CDI-5200-07S,24 | Measuring Instrument | Flowmeter | Nos | 90271000 | 18.00 | 0.00 | Yes | Yes | No |  | finished_good |  | Buy external | No |  |  |  | Yes | Yes | Yes
AT • ABSSTEM Technologies LLP | MI41 | Flowmeter,Mass Flow meter,Digital with totalizer,338 m3,1",Pipe Mounting,Aluminium,CDI-5200-10S,24 V | Measuring Instrument | Flowmeter | Nos | 90271000 | 18.00 | 0.00 | Yes | Yes | No |  | finished_good |  | Buy external | No |  |  |  | Yes | Yes | Yes
AT • ABSSTEM Technologies LLP | MI42 | Flowmeter,Mass Flow meter,Digital with totalizer,675 m3,1.5",Pipe Mounting,Aluminium,CDI-5200-15S,24 | Measuring Instrument | Flowmeter | Nos | 90271000 | 18.00 | 0.00 | Yes | Yes | No |  | finished_good |  | Buy external | No |  |  |  | Yes | Yes | Yes
AT • ABSSTEM Technologies LLP | MI43 | Pressure Transmitter,,0-16 Barg,1/4",SS-304,Act Sensor,24 V DC,(-20°C - 80°C) | Measuring Instrument | Pressure Transmitter | Nos | 90262000 | 18.00 | 0.00 | Yes | Yes | No |  | finished_good |  | Buy external | No |  |  |  | Yes | Yes | Yes
AT • ABSSTEM Technologies LLP | MI44 | Pressure Transmitter,,0-10 Barg,1/4",SS-304,Act Sensor-ASPT-111,24 V DC,(-20°C - 80°C) | Measuring Instrument | Pressure Transmitter | Nos | 90262000 | 18.00 | 0.00 | Yes | Yes | No |  | finished_good |  | Buy external | No |  |  |  | Yes | Yes | Yes
AT • ABSSTEM Technologies LLP | MI45 | Pressure Transmitter,,0-10 Barg,1/4",SS-304,Huba,24 V DC,(-20°C - 80°C) | Measuring Instrument | Pressure Transmitter | Nos | 90262000 | 18.00 | 0.00 | Yes | Yes | No |  | finished_good |  | Buy external | No |  |  |  | Yes | Yes | Yes
AT • ABSSTEM Technologies LLP | MI46 | Pressure Transmitter,,0-60 Barg,1/4",SS-304,Act Sensor,24 V DC,(-20°C - 80°C) | Measuring Instrument | Pressure Transmitter | Nos | 90262000 | 18.00 | 0.00 | Yes | Yes | No |  | finished_good |  | Buy external | No |  |  |  | Yes | Yes | Yes
AT • ABSSTEM Technologies LLP | MI47 | Pressure Transmitter,,0-100 Barg,1/4",SS-304,,24 V DC,(-20°C - 80°C) | Measuring Instrument | Pressure Transmitter | Nos | 90262000 | 18.00 | 0.00 | Yes | Yes | No |  | finished_good |  | Buy external | No |  |  |  | Yes | Yes | Yes
AT • ABSSTEM Technologies LLP | MI48 | Pressure Transmitter,,0-100 m Barg,1/4",SS-304,Act Sensor,24 V DC,(-20°C - 80°C) | Measuring Instrument | Pressure Transmitter | Nos | 90262000 | 18.00 | 0.00 | Yes | Yes | No |  | finished_good |  | Buy external | No |  |  |  | Yes | Yes | Yes
AT • ABSSTEM Technologies LLP | MI49 | Pressure Transmitter,,0-500 m Barg,1/4",SS-304,,24 V DC,(-20°C - 80°C) | Measuring Instrument | Pressure Transmitter | Nos | 90262000 | 18.00 | 0.00 | Yes | Yes | No |  | finished_good |  | Buy external | No |  |  |  | Yes | Yes | Yes
AT • ABSSTEM Technologies LLP | MI5 | Analyzer,Digital Percentage,Portable,Oxygen,0.1 - 100 %,Technovation-EC-77,LED,Electromical,,9 V - B | Measuring Instrument | Analyzer | Nos | 902910 | 18.00 | 0.00 | Yes | Yes | No |  | finished_good |  | Buy external | No |  |  |  | Yes | Yes | Yes
AT • ABSSTEM Technologies LLP | MI50 | Pressure Transmitter,,(-1 - 0) Barg,1/4",SS-304,,24 V DC,(-20°C - 80°C) | Measuring Instrument | Pressure Transmitter | Nos | 90262000 | 18.00 | 0.00 | Yes | Yes | No |  | finished_good |  | Buy external | No |  |  |  | Yes | Yes | Yes
AT • ABSSTEM Technologies LLP | MI51 | Temperature Transmitter,With Thermowell,(0°C - 300°C),1/2",SS-304,,24 V DC,(-20°C - 80°C),Male-PT | Measuring Instrument | Temperature Transmitter | Nos | 90262000 | 18.00 | 0.00 | Yes | Yes | No |  | finished_good |  | Buy external | No |  |  |  | Yes | Yes | Yes
AT • ABSSTEM Technologies LLP | MI52 | Pressure Gauge,1/8",Without Glycerin,0-10 Barg,Back Connection,,41mm,Janatics,Male-BSP,(-4°C - 60°C) | Measuring Instrument | Pressure Gauge | Nos | 9026 | 18.00 | 0.00 | Yes | Yes | No |  | finished_good |  | Buy external | No |  |  |  | Yes | Yes | Yes
AT • ABSSTEM Technologies LLP | MI53 | Pressure Gauge,1/2",With Glycerin,0-10 Barg,Back Connection,SS Body,100 mm,Wika,Male-BSP,(-4°C - 60° | Measuring Instrument | Pressure Gauge | Nos | 9026 | 18.00 | 0.00 | Yes | Yes | No |  | finished_good |  | Buy external | No |  |  |  | Yes | Yes | Yes
AT • ABSSTEM Technologies LLP | MI54 | Pressure Gauge,1/4",Without Glycerin,0-10 Barg,Back Connection,SS Body,63 mm,Wika,Male-BSP,(-4°C - 6 | Measuring Instrument | Pressure Gauge | Nos | 9026 | 18.00 | 0.00 | Yes | Yes | No |  | finished_good |  | Buy external | No |  |  |  | Yes | Yes | Yes
AT • ABSSTEM Technologies LLP | MI55 | Pressure Gauge,1/8",Without Glycerin,0-10 Barg,Bottom Connection,MS Body,51 mm,Suzhik,Male-BSPT,(-4° | Measuring Instrument | Pressure Gauge | Nos | 9026 | 18.00 | 0.00 | Yes | Yes | No |  | finished_good |  | Buy external | No |  |  |  | Yes | Yes | Yes
AT • ABSSTEM Technologies LLP | MI56 | Calibrated Gas,Oxygen,0.9999,,MS,,150 Barg | Measuring Instrument | Calibrated Gas | Nos | 28042990 | 18.00 | 0.00 | Yes | Yes | No |  | finished_good |  | Buy external | No |  |  |  | Yes | Yes | Yes
AT • ABSSTEM Technologies LLP | MI57 | Calibrated Gas,Nitrogen,1000 PPM,,MS,,150 Barg | Measuring Instrument | Calibrated Gas | Nos | 28042990 | 18.00 | 0.00 | Yes | Yes | No |  | finished_good |  | Buy external | No |  |  |  | Yes | Yes | Yes
AT • ABSSTEM Technologies LLP | MI58 | Calibrated Gas,Nitrogen,100 PPM,,MS,,150 Barg | Measuring Instrument | Calibrated Gas | Nos | 28042990 | 18.00 | 0.00 | Yes | Yes | No |  | finished_good |  | Buy external | No |  |  |  | Yes | Yes | Yes
AT • ABSSTEM Technologies LLP | MI59 | Calibrated Gas,Nitrogen,10 PPM,,MS,,150 Barg | Measuring Instrument | Calibrated Gas | Nos | 28042990 | 18.00 | 0.00 | Yes | Yes | No |  | finished_good |  | Buy external | No |  |  |  | Yes | Yes | Yes
AT • ABSSTEM Technologies LLP | MI6 | Flowmeter,Rotameter,Digital ,160 to 1600 Nm3/Hr,3",ANSI B CL 150 Flanged,SS-304,Microflow-DGMT-4,24 | Measuring Instrument | Flowmeter | Nos | 90271000 | 18.00 | 0.00 | Yes | Yes | No |  | finished_good |  | Buy external | No |  |  |  | Yes | Yes | Yes
AT • ABSSTEM Technologies LLP | MI60 | Multimeter,Digital,LED,Portable,PVC,,9 V,(0°C - 50°C) | Measuring Instrument | Multimeter | Nos | 90303100 | 18.00 | 0.00 | Yes | Yes | No |  | finished_good |  | Buy external | No |  |  |  | Yes | Yes | Yes
AT • ABSSTEM Technologies LLP | MI61 | DFT Gauge,Digital,LED,Portable,,Matrix,Battery,(-10°C to 50°C) | Measuring Instrument | DFT Gauge | Nos | 901730 | 18.00 | 0.00 | Yes | Yes | No |  | finished_good |  | Buy external | No |  |  |  | Yes | Yes | Yes
AT • ABSSTEM Technologies LLP | MI62 | Sound Level Meter,LED,Portable,,HTC-SL-13A,Battery,30 to 130 dBA,31.5 Hz to 8 Hz,(0°C - 50°C) | Measuring Instrument | Sound Level Meter | Nos | 901730 | 18.00 | 0.00 | Yes | Yes | No |  | finished_good |  | Buy external | No |  |  |  | Yes | Yes | Yes
AT • ABSSTEM Technologies LLP | MI63 | Volt Meter,Panel Mounted,Digital,L&T-WL1320,500 V,4 W,3 Phase,50/60 HZ | Measuring Instrument | Volt Meter | Nos | 901730 | 18.00 | 0.00 | Yes | Yes | No |  | finished_good |  | Buy external | No |  |  |  | Yes | Yes | Yes
AT • ABSSTEM Technologies LLP | MI64 | Thermometer,Digital,LED,Portable,(-50°C - 550°C),,Plastic,Battery | Measuring Instrument | Thermometer | Nos | 901730 | 18.00 | 0.00 | Yes | Yes | No |  | finished_good |  | Buy external | No |  |  |  | Yes | Yes | Yes
AT • ABSSTEM Technologies LLP | MI65 | Dew-Point Meter,Digital Transmitter ,E+E-PA1AC0SAL-100,With Cable,Online,(-60°C to 60°C),SS,24 VDC | Measuring Instrument | Dew-Point Meter | Nos | 902580 | 18.00 | 0.00 | Yes | Yes | No |  | finished_good |  | Buy external | No |  |  |  | Yes | Yes | Yes
AT • ABSSTEM Technologies LLP | MI66 | Dew-Point Meter,Digital Transmitter ,GE- Very Dry,With Cable,Online,(-120°C to 120°C),SS,24 VDC | Measuring Instrument | Dew-Point Meter | Nos | 902580 | 18.00 | 0.00 | Yes | Yes | No |  | finished_good |  | Buy external | No |  |  |  | Yes | Yes | Yes
AT • ABSSTEM Technologies LLP | MI67 | Clamp Meter,Digital,Portable,HTC-CM-2030,Battery,50/60 HZ | Measuring Instrument | Clamp Meter | Nos | 90303390 | 18.00 | 0.00 | Yes | Yes | No |  | finished_good |  | Buy external | No |  |  |  | Yes | Yes | Yes
AT • ABSSTEM Technologies LLP | MI68 | Pressure Transmitter,,(0 - 10) Barg,1/4",SS-304,Huba - Switzerland,Output (4 to 20 mA),(-20°C - 80°C | Measuring Instrument | Pressure Transmitter | Nos | 90262000 | 18.00 | 0.00 | Yes | Yes | No |  | finished_good |  | Buy external | No |  |  |  | Yes | Yes | Yes
AT • ABSSTEM Technologies LLP | MI69 | Temperature Transmitter,RTD Sensor With Thermowell L-8", 6 mm Dia,(0°C - 300°C),1/2",SS,,Output (4 t | Measuring Instrument | Temperature Transmitter | Nos |  | 18.00 | 0.00 | Yes | Yes | No |  | finished_good |  | Buy external | No |  |  |  | Yes | Yes | Yes
AT • ABSSTEM Technologies LLP | MI7 | Flowmeter,Rotameter,Digital ,60 to 600 Nm3.Hr,2",ANSI B CL 150 Flanged,SS-304,Microflow-DGMT-2,24 V | Measuring Instrument | Flowmeter | Nos | 90271000 | 18.00 | 0.00 | Yes | Yes | No |  | finished_good |  | Buy external | No |  |  |  | Yes | Yes | Yes
AT • ABSSTEM Technologies LLP | MI70 | Pressure Gauge,1/2",With Glycerin,0-10 Barg,Bottom Connection,SS Body,6",Wika,Male-BSP,(-4°C - 60°C) | Measuring Instrument | Pressure Gauge | Nos | 9026 | 18.00 | 0.00 | Yes | Yes | No |  | finished_good |  | Buy external | No |  |  |  | Yes | Yes | Yes
AT • ABSSTEM Technologies LLP | MI71 | Pressure Transmitter,,(0 - 25) Barg,1/4",SS-304,Huba - Switzerland,Output (4 to 20 mA),(-20°C - 80°C | Measuring Instrument | Pressure Transmitter | Nos | 90262000 | 18.00 | 0.00 | Yes | Yes | No |  | finished_good |  | Buy external | No |  |  |  | Yes | Yes | Yes
AT • ABSSTEM Technologies LLP | MI72 | Pressure Transmitter,,(0 - 500) mBarg,1/4",SS-304,Huba - Switzerland,Output (4 to 20 mA),(-20°C - 80 | Measuring Instrument | Pressure Transmitter | Nos | 90262000 | 18.00 | 0.00 | Yes | Yes | No |  | finished_good |  | Buy external | No |  |  |  | Yes | Yes | Yes
AT • ABSSTEM Technologies LLP | MI73 | Pressure Transmitter,,(-1 to 1 Barg),1/4",SS,BAUMER-CTX Series,Output (4 to 20 mA),(-20°C - 80°C) | Measuring Instrument | Pressure Transmitter | Nos | 90262000 | 18.00 | 0.00 | Yes | Yes | No |  | finished_good |  | Buy external | No |  |  |  | Yes | Yes | Yes
AT • ABSSTEM Technologies LLP | MI74 | Pressure Transmitter,,0 to 500 mbarg,1/4",SS,KAVLICO,Output (4 to 20 mA),(-20°C - 80°C) | Measuring Instrument | Pressure Transmitter | Nos | 90262000 | 18.00 | 0.00 | Yes | Yes | No |  | finished_good |  | Buy external | No |  |  |  | Yes | Yes | Yes
AT • ABSSTEM Technologies LLP | MI75 | Pressure Transmitter,,0 to 100 Barg,1/4",SS,BAUMER-CTX Series,Output (4 to 20 mA),(-20°C - 80°C) | Measuring Instrument | Pressure Transmitter | Nos | 90262000 | 18.00 | 0.00 | Yes | Yes | No |  | finished_good |  | Buy external | No |  |  |  | Yes | Yes | Yes
AT • ABSSTEM Technologies LLP | MI76 | Pressure Gauge,1/4",With Glycerin,(-1 to 1) Barg,Bottom Connection,SS Body,6",Wika,Male-BSP,(-4°C - | Measuring Instrument | Pressure Gauge | Nos | 9026 | 18.00 | 0.00 | Yes | Yes | No |  | finished_good |  | Buy external | No |  |  |  | Yes | Yes | Yes
AT • ABSSTEM Technologies LLP | MI77 | Pressure Gauge,1/4",,0 to 100 Barg,Bottom Connection,SS Body,,Wika,Male-BSP,(-4°C - 60°C), | Measuring Instrument | Pressure Gauge | Nos | 9026 | 18.00 | 0.00 | Yes | Yes | No |  | finished_good |  | Buy external | No |  |  |  | Yes | Yes | Yes
AT • ABSSTEM Technologies LLP | MI78 | Pressure Gauge,1/2",,0 to 100 Barg,Bottom Connection,SS Body,4",BAUMER-AVF2.3 BM,Male-BSP,(-4°C - 60 | Measuring Instrument | Pressure Gauge | Nos | 9026 | 18.00 | 0.00 | Yes | Yes | No |  | finished_good |  | Buy external | No |  |  |  | Yes | Yes | Yes
AT • ABSSTEM Technologies LLP | MI79 | Pressure Gauge,1/2",,1 to 4 Barg,Bottom Connection,SS Body,4",BAUMER-AVF2.4 BM,Male-BSP,(-4°C - 60°C | Measuring Instrument | Pressure Gauge | Nos | 9026 | 18.00 | 0.00 | Yes | Yes | No |  | finished_good |  | Buy external | No |  |  |  | Yes | Yes | Yes
AT • ABSSTEM Technologies LLP | MI8 | Flowmeter,Rotameter,Analog,6 to 60 Nm3/Hr,1/2",Female-PT,Acrylic Tube,Microflow,,Air,6.5 Barg,(0°C t | Measuring Instrument | Flowmeter | Nos | 90271000 | 18.00 | 0.00 | Yes | Yes | No |  | finished_good |  | Buy external | No |  |  |  | Yes | Yes | Yes
AT • ABSSTEM Technologies LLP | MI80 | Pressure Gauge,1/2",,0-500 mbarg,Bottom Connection,SS Body,4",BAUMER-AXF2.4BM,Male-BSP,(-4°C - 60°C) | Measuring Instrument | Pressure Gauge | Nos | 9026 | 18.00 | 0.00 | Yes | Yes | No |  | finished_good |  | Buy external | No |  |  |  | Yes | Yes | Yes
AT • ABSSTEM Technologies LLP | MI81 | Pressure Gauge,1/2",,(-1 to 1) Barg,Bottom Connection,SS Body,4",BAUMER -AVF2.3 BM,Male-BSP,(-4°C - | Measuring Instrument | Pressure Gauge | Nos | 9026 | 18.00 | 0.00 | Yes | Yes | No |  | finished_good |  | Buy external | No |  |  |  | Yes | Yes | Yes
AT • ABSSTEM Technologies LLP | MI82 | Pressure Transmitter,,0 to 100 mBarg,1/4",SS,Huba - Switzerland,Output (4 to 20 mA),(-20°C - 80°C) | Measuring Instrument | Pressure Transmitter | Nos | 90262000 | 18.00 | 0.00 | Yes | Yes | No |  | finished_good |  | Buy external | No |  |  |  | Yes | Yes | Yes
AT • ABSSTEM Technologies LLP | MI83 | Flowmeter,Transmitter,Digital Display,,,,,E+E -DN25,4-20mA,Air/Nitrogen,, | Measuring Instrument | Flowmeter | Nos | 9026 | 18.00 | 0.00 | Yes | Yes | No |  | finished_good |  | Buy external | No |  |  |  | Yes | Yes | Yes
AT • ABSSTEM Technologies LLP | MI84 | Pressure Gauge,1/2",With Glycerin,(-1 to 1) Barg,Bottom Connection,SS Body,4",BAUMER -AVF2.3 BM,Male | Measuring Instrument | Pressure Gauge | Nos | 9026 | 18.00 | 0.00 | Yes | Yes | No |  | finished_good |  | Buy external | No |  |  |  | Yes | Yes | Yes
AT • ABSSTEM Technologies LLP | MI85 | Pressure Gauge,1/2",,0-250 mbarg,Bottom Connection,SS Body,4",BAUMER-AXF2.4BM,Male-BSP,(-4°C - 60°C) | Measuring Instrument | Pressure Gauge | Nos | 9026 | 18.00 | 0.00 | Yes | Yes | No |  | finished_good |  | Buy external | No |  |  |  | Yes | Yes | Yes
AT • ABSSTEM Technologies LLP | MI86 | Dew-Point Meter,Digital Transmitter ,E+E-PA1AC0SAL-100,With Cable,Online,(-80°C to 20°C),SS,24 VDC | Measuring Instrument | Dew-Point Meter | Nos | 902580 | 18.00 | 0.00 | Yes | Yes | No |  | finished_good |  | Buy external | No |  |  |  | Yes | Yes | Yes
AT • ABSSTEM Technologies LLP | MI87 | Pressure Transmitter,,(-1 to 1.5) Barg,1/4",SS,BAUMER-CTX Series,Output (4 to 20 mA),(-20°C - 80°C) | Measuring Instrument | Pressure Transmitter | Nos | 90262000 | 18.00 | 0.00 | Yes | Yes | No |  | finished_good |  | Buy external | No |  |  |  | Yes | Yes | Yes
AT • ABSSTEM Technologies LLP | MI88 | Pressure Gauge,3/8",,0 to 100 Kg/cm2,Bottom Connection,SS Body,4",BAUMER -AVF2.3 BM,Male-BSP,(-4°C - | Measuring Instrument | Pressure Gauge | Nos | 9026 | 18.00 | 0.00 | Yes | Yes | No |  | finished_good |  | Buy external | No |  |  |  | Yes | Yes | Yes
AT • ABSSTEM Technologies LLP | MI89 | Pressure Gauge,1/2",,0-600 mbarg,Bottom Connection,SS Body,4",BAUMER,Male-BSP,(-4°C - 60°C), | Measuring Instrument | Pressure Gauge | Nos | 9026 | 18.00 | 0.00 | Yes | Yes | No |  | finished_good |  | Buy external | No |  |  |  | Yes | Yes | Yes
AT • ABSSTEM Technologies LLP | MI9 | Flowmeter,Rotameter,Analog,6 to 60 Nm3/Hr,1/2",Female-PT,Acrylic Tube,Microflow,,Nitrogen,6.5 Barg,( | Measuring Instrument | Flowmeter | Nos | 90271000 | 18.00 | 0.00 | Yes | Yes | No |  | finished_good |  | Buy external | No |  |  |  | Yes | Yes | Yes
AT • ABSSTEM Technologies LLP | MI90 | Pressure Gauge,1/2",With Glycerin,0-1 Kg/cm2,Bottom Connection,SS Body,4",BAUMER,Male-BSP,(-4°C - 60 | Measuring Instrument | Pressure Gauge | Nos | 9026 | 18.00 | 0.00 | Yes | Yes | No |  | finished_good |  | Buy external | No |  |  |  | Yes | Yes | Yes
AT • ABSSTEM Technologies LLP | MI91 | Pressure Transmitter,,0-1 Kg/cm2,1/4",SS,BAUMER,Output (4 to 20 mA),(-20°C - 80°C) | Measuring Instrument | Pressure Transmitter | Nos | 90262000 | 18.00 | 0.00 | Yes | Yes | No |  | finished_good |  | Buy external | No |  |  |  | Yes | Yes | Yes
AT • ABSSTEM Technologies LLP | MI92 | Pressure Transmitter,,0-1000 mbar,1/4",SS,BAUMER,Output (4 to 20 mA),(-20°C - 80°C) | Measuring Instrument | Pressure Transmitter | Nos | 90262000 | 18.00 | 0.00 | Yes | Yes | No |  | finished_good |  | Buy external | No |  |  |  | Yes | Yes | Yes
AT • ABSSTEM Technologies LLP | MI93 | Pressure Gauge,1/2",,0-1000 mbarg,Bottom Connection,SS Body,4",BAUMER,Male-BSP,(-4°C - 60°C), | Measuring Instrument | Pressure Gauge | Nos | 9026 | 18.00 | 0.00 | Yes | Yes | No |  | finished_good |  | Buy external | No |  |  |  | Yes | Yes | Yes
AT • ABSSTEM Technologies LLP | MI94 | Dew-Point Meter Spare,L-Type Cable- 5 Mtr,E+E-PA1AC0SAL-100,24 VDC | Measuring Instrument | Dew-Point Meter Spare | Nos | 902580 | 18.00 | 0.00 | Yes | Yes | No |  | finished_good |  | Buy external | No |  |  |  | Yes | Yes | Yes
AT • ABSSTEM Technologies LLP | MI95 | Clamp Meter,Digital,Portable,Mastech-M260 Series,Battery,50/60 HZ | Measuring Instrument | Clamp Meter | Nos | 90303390 | 18.00 | 0.00 | Yes | Yes | No |  | finished_good |  | Buy external | No |  |  |  | Yes | Yes | Yes
AT • ABSSTEM Technologies LLP | MI96 | Clamp Meter,Digital,Portable,Mastech-M266 Series,Battery,50/60 HZ | Measuring Instrument | Clamp Meter | Nos | 90303390 | 18.00 | 0.00 | Yes | Yes | No |  | finished_good |  | Buy external | No |  |  |  | Yes | Yes | Yes
AT • ABSSTEM Technologies LLP | MI97 | Pressure Gauge,1/2",,0-10 Kg/cm2,Bottom Connection,SS Body,4",BAUMER-AV Series,Male-BSP,(-20°C - 65° | Measuring Instrument | Pressure Gauge | Nos | 9026 | 18.00 | 0.00 | Yes | Yes | No |  | finished_good |  | Buy external | No |  |  |  | Yes | Yes | Yes
AT • ABSSTEM Technologies LLP | MI98 | Level Gauge,L-300 mm,Magnetic-Water Indicator,,,Aliminium Body,,,,, | Measuring Instrument | Level Gauge | Nos | 9026 | 18.00 | 0.00 | Yes | Yes | No |  | finished_good |  | Buy external | No |  |  |  | Yes | Yes | Yes
AT • ABSSTEM Technologies LLP | MI99 | Flowmeter,Rotameter,Analog,10 to 100 Nm3/Hr,1",T&B/Female SS-BSP,Acrylic Tube,,,Nitrogen,, | Measuring Instrument | Flowmeter | Nos | 9026 | 18.00 | 0.00 | Yes | Yes | No |  | finished_good |  | Buy external | No |  |  |  | Yes | Yes | Yes
AT • ABSSTEM Technologies LLP | MIB1 | Flow Meter Accessories,L-Type Connector Cable,,5 Mtr,,,M12,,,, | Measuring Instrument-bulk | Flow Meter Accessories | Nos | 9026 | 18.00 | 0.00 | Yes | Yes | No |  | finished_good |  | Buy external | No |  |  |  | Yes | Yes | Yes
AT • ABSSTEM Technologies LLP | MIB2 | Flow Meter Accessories,Messblock,,1/2",,Aluminium kontingent,DN15,,,, | Measuring Instrument-bulk | Flow Meter Accessories | Nos | 9026 | 18.00 | 0.00 | Yes | Yes | No |  | finished_good |  | Buy external | No |  |  |  | Yes | Yes | Yes
AT • ABSSTEM Technologies LLP | MIB3 | Flow Meter Accessories,Messblock,,1",,Aluminium kontingent,DN25,,,, | Measuring Instrument-bulk | Flow Meter Accessories | Nos | 9026 | 18.00 | 0.00 | Yes | Yes | No |  | finished_good |  | Buy external | No |  |  |  | Yes | Yes | Yes
AT • ABSSTEM Technologies LLP | MOC 10 A | High Pressure Oxygen Compressor - Cylinder Filling | Booster | High Pressure Oxygen Booster | Nos | 8414 | 18.00 | 1676269.00 | Yes | No | No |  | finished_good | 150 Barg Pressure oil free oxygen compressor | Buy external | No |  |  |  | Yes | Yes | Yes |  | Gas to be compressed | Medical Oxygen | Suction Pressure | 3 to 4 Barg | Discharge pressure | 150 Barg | Motor rating | 4 KW | Voltage | 415 V AC | Gas Flow | 10 NM3/hr | Type | Air Cooled Oil Free Compressor
AT • ABSSTEM Technologies LLP | MOC 100 W | High Pressure Oxygen Compressor - Cylinder Filling | Booster | High Pressure Oxygen Booster | Nos | 8414 | 18.00 | 4318638.00 | Yes | No | No |  | finished_good | 150 Barg Pressure oil free oxygen compressor | Buy external | No |  |  |  | Yes | Yes | Yes |  | Gas to be compressed | Medical Oxygen | Suction Pressure | 3 to 4 Barg | Discharge pressure | 150 Barg | Motor rating | 30 KW | Voltage | 415 V AC | Gas Flow | 100 NM3/hr | Type | Water cooled Oil Free Compressor
AT • ABSSTEM Technologies LLP | MOC 12 A | High Pressure Oxygen Compressor - Cylinder Filling | Booster | High Pressure Oxygen Booster | Nos | 8414 | 18.00 | 1676269.00 | Yes | No | No |  | finished_good | 150 Barg Pressure oil free oxygen compressor | Buy external | No |  |  |  | Yes | Yes | Yes |  | Gas to be compressed | Medical Oxygen | Suction Pressure | 3 to 4 Barg | Discharge pressure | 150 Barg | Motor rating | 4 KW | Voltage | 415 V AC | Gas Flow | 12 NM3/hr | Type | Air Cooled Oil Free Compressor
AT • ABSSTEM Technologies LLP | MOC 15 W | High Pressure Oxygen Compressor - Cylinder Filling | Booster | High Pressure Oxygen Booster | Nos | 8414 | 18.00 | 2405081.00 | Yes | No | No |  | finished_good | 150 Barg Pressure oil free oxygen compressor | Buy external | No |  |  |  | Yes | Yes | Yes |  | Gas to be compressed | Medical Oxygen | Suction Pressure | 3 to 4 Barg | Discharge pressure | 150 Barg | Motor rating | 4 Kw | Voltage | 415 V AC | Gas Flow | 15 NM3/hr | Type | Water cooled Oil Free Compressor
AT • ABSSTEM Technologies LLP | MOC 150 W | High Pressure Oxygen Compressor - Cylinder Filling | Booster | High Pressure Oxygen Booster | Nos | 8414 | 18.00 | 4518638.00 | Yes | No | No |  | finished_good | 150 Barg Pressure oil free oxygen compressor | Buy external | No |  |  |  | Yes | Yes | Yes |  | Gas to be compressed | Medical Oxygen | Suction Pressure | 3 to 4 Barg | Discharge pressure | 150 Barg | Motor rating | 45 KW | Voltage | 415 V AC | Gas Flow | 150 NM3/hr | Type | Water cooled Oil Free Compressor
AT • ABSSTEM Technologies LLP | MOC 2.5 A | High Pressure Oxygen Compressor - Cylinder Filling | Booster | High Pressure Oxygen Booster | Nos | 8414 | 18.00 | 1020338.00 | Yes | No | No |  | finished_good | 150 Barg Pressure oil free oxygen compressor | Buy external | No |  |  |  | Yes | Yes | Yes |  | Gas to be compressed | Medical Oxygen | Suction Pressure | 3 to 4 Barg | Discharge pressure | 150 Barg | Motor rating | 2.5 KW | Voltage | 415 V AC | Gas Flow | 2.5 NM3/hr | Type | Air Cooled Oil Free Compressor
AT • ABSSTEM Technologies LLP | MOC 20 W | High Pressure Oxygen Compressor - Cylinder Filling | Booster | High Pressure Oxygen Booster | Nos | 8414 | 18.00 | 2405081.00 | Yes | No | No |  | finished_good | 150 Barg Pressure oil free oxygen compressor | Buy external | No |  |  |  | Yes | Yes | Yes |  | Gas to be compressed | Medical Oxygen | Suction Pressure | 3 to 4 Barg | Discharge pressure | 150 Barg | Motor rating | 11 KW | Voltage | 415 V AC | Gas Flow | 20 NM3/hr | Type | Water cooled Oil Free Compressor
AT • ABSSTEM Technologies LLP | MOC 25 W | High Pressure Oxygen Compressor - Cylinder Filling | Booster | High Pressure Oxygen Booster | Nos | 8414 | 18.00 | 2477963.00 | Yes | No | No |  | finished_good | 150 Barg Pressure oil free oxygen compressor | Buy external | No |  |  |  | Yes | Yes | Yes |  | Gas to be compressed | Medical Oxygen | Suction Pressure | 3 to 4 Barg | Discharge pressure | 150 Barg | Motor rating | 11 KW | Voltage | 415 V AC | Gas Flow | 25 NM3/hr | Type | Water cooled Oil Free Compressor
AT • ABSSTEM Technologies LLP | MOC 30 W | High Pressure Oxygen Compressor - Cylinder Filling | Booster | High Pressure Oxygen Booster | Nos | 8414 | 18.00 | 2477963.00 | Yes | No | No |  | finished_good | 150 Barg Pressure oil free oxygen compressor | Buy external | No |  |  |  | Yes | Yes | Yes |  | Gas to be compressed | Medical Oxygen | Suction Pressure | 3 to 4 Barg | Discharge pressure | 150 Barg | Motor rating | 11 KW | Voltage | 415 V AC | Gas Flow | 30 NM3/hr | Type | Water cooled Oil Free Compressor
AT • ABSSTEM Technologies LLP | MOC 40 W | High Pressure Oxygen Compressor - Cylinder Filling | Booster | High Pressure Oxygen Booster | Nos | 8414 | 18.00 | 2477963.00 | Yes | No | No |  | finished_good | 150 Barg Pressure oil free oxygen compressor | Buy external | No |  |  |  | Yes | Yes | Yes |  | Gas to be compressed | Medical Oxygen | Suction Pressure | 3 to 4 Barg | Discharge pressure | 150 Barg | Motor rating | 15 KW | Voltage | 415 V AC | Gas Flow | 40 NM3/hr | Type | Water cooled Oil Free Compressor
AT • ABSSTEM Technologies LLP | MOC 5 A | High Pressure Oxygen Compressor - Cylinder Filling | Booster | High Pressure Oxygen Booster | Nos | 8414 | 18.00 | 1676269.00 | Yes | No | No |  | finished_good | 150 Barg Pressure oil free oxygen compressor | Buy external | No |  |  |  | Yes | Yes | Yes |  | Gas to be compressed | Medical Oxygen | Suction Pressure | 3 to 4 Barg | Discharge pressure | 150 Barg | Motor rating | 3 KW | Voltage | 415 V AC | Gas Flow | 5 NM3/hr | Type | Air Cooled Oil Free Compressor
AT • ABSSTEM Technologies LLP | MOC 50 W | High Pressure Oxygen Compressor - Cylinder Filling | Booster | High Pressure Oxygen Booster | Nos | 8414 | 18.00 | 2769488.00 | Yes | No | No |  | finished_good | 150 Barg Pressure oil free oxygen compressor | Buy external | No |  |  |  | Yes | Yes | Yes |  | Gas to be compressed | Medical Oxygen | Suction Pressure | 3 to 4 Barg | Discharge pressure | 150 Barg | Motor rating | 15 KW | Voltage | 415 V AC | Gas Flow | 50 NM3/hr | Type | Water cooled Oil Free Compressor
AT • ABSSTEM Technologies LLP | MOC 7.5 A | High Pressure Oxygen Compressor - Cylinder Filling | Booster | High Pressure Oxygen Booster | Nos | 8414 | 18.00 | 1676269.00 | Yes | No | No |  | finished_good | 150 Barg Pressure oil free oxygen compressor | Buy external | No |  |  |  | Yes | Yes | Yes |  | Gas to be compressed | Medical Oxygen | Suction Pressure | 3 to 4 Barg | Discharge pressure | 150 Barg | Motor rating | 3 KW | Voltage | 415 V AC | Gas Flow | 7.5 NM3/hr | Type | Air Cooled Oil Free Compressor
AT • ABSSTEM Technologies LLP | MOC 75 W | High Pressure Oxygen Compressor - Cylinder Filling | Booster | High Pressure Oxygen Booster | Nos | 8414 | 18.00 | 3425419.00 | Yes | No | No |  | finished_good | 150 Barg Pressure oil free oxygen compressor | Buy external | No |  |  |  | Yes | Yes | Yes |  | Gas to be compressed | Medical Oxygen | Suction Pressure | 3 to 4 Barg | Discharge pressure | 150 Barg | Motor rating | 18.5 KW | Voltage | 415 V AC | Gas Flow | 75 NM3/hr | Type | Water cooled Oil Free Compressor
AT • ABSSTEM Technologies LLP | MedO 01 | MedO 01 | Medical Oxygen Generator | MedO PSA Package | Nos | 842139 | 18.00 | 1400000.00 | Yes | No | No |  | finished_good | Medical Oxygen Generation Plant | Buy external | No |  |  |  | Yes | Yes | Yes |  | Gas Generated | Oxygen | Flow | 1.6 NM3/hr or 26 LPM | Purity | 93+3% | Compressor | Included | Dryer Included | Included | Air Tank | Included | Storage Tank | Included | Compressor Make | Kaeser/ IR/ Power Efficitent Brands | Compressor Rating | 2.2 KW | Power Required | 415V 50 Hz 3 Phase | Total Solution | Complete PSA Plant End to End
AT • ABSSTEM Technologies LLP | MedO 01 B | MedO 01 B | Medical Oxygen Generator | MedO PSA Only | Nos | 842139 | 18.00 | 886400.00 | Yes | No | No |  | finished_good | Medical Oxygen Generation Unit | Buy external | No |  |  |  | Yes | Yes | Yes |  | Gas Generated | Oxygen | Flow | 1.6 NM3/hr or 26 LPM | Purity 93+3% | 93+3% | Compressor | In Your Scope | Dryer Included | In Your Scope | Air Tank | Included | Storage Tank | Included | Compressor Rating | 2.2 KW | Power Required | 230V 50 Hz Single Phase | Module Option | PSA Plant Only
AT • ABSSTEM Technologies LLP | MedO 01 D | MedO 01 D | Medical Oxygen Generator | MedO PSA Package Dual Compressor | Nos | 842139 | 18.00 | 1765000.00 | Yes | No | No |  | finished_good | Medical Oxygen Generation Plant | Buy external | No |  |  |  | Yes | Yes | Yes |  | Gas Generated | Oxygen | Flow | 1.6 NM3/hr or 26 LPM | Purity | 93+3% | Compressor ( 2 Nos.) | Included | Dryer Included | Included | Air Tank | Included | Storage Tank | Included | Compressor Make | Kaeser/ IR/ Power Efficitent Brands | Compressor Rating | 2.2 KW | Power Required | 415V 50 Hz 3 Phase | Total Solution | Complete PSA Plant End to End with Dual Compressor ( 1 Working + 1 Standby)
AT • ABSSTEM Technologies LLP | MedO 02 | MedO 02 | Medical Oxygen Generator | MedO PSA Package | Nos | 842139 | 18.00 | 1600000.00 | Yes | No | No |  | finished_good | Medical Oxygen Generation Plant | Buy external | No |  |  |  | Yes | Yes | Yes |  | Gas Generated | Oxygen | Flow | 2 NM3/hr or 33 LPM | Purity 93+3% | 93+3% | Compressor | Included | Dryer Included | Included | Air Tank | Included | Storage Tank | Included | Compressor Make | Kaeser/ IR/ Power Efficitent Brands | Compressor Rating | 3 KW | Power Required | 415V 50 Hz 3 Phase | Total Solution | Complete PSA Plant End to End
AT • ABSSTEM Technologies LLP | MedO 02 B | MedO 02 B | Medical Oxygen Generator | MedO PSA Only | Nos | 842139 | 18.00 | 1032000.00 | Yes | No | No |  | finished_good | Medical Oxygen Generation Unit | Buy external | No |  |  |  | Yes | Yes | Yes |  | Gas Generated | Oxygen | Flow | 2 NM3/hr or 33 LPM | Purity 93+3% | 93+3% | Compressor | In Your Scope | Dryer Included | In Your Scope | Air Tank | Included | Storage Tank | Included | Compressor Rating | 3 KW | Power Required | 230V 50 Hz Single Phase | Module Option | PSA Plant Only
AT • ABSSTEM Technologies LLP | MedO 02 D | MedO 02 D | Medical Oxygen Generator | MedO PSA Package Dual Compressor | Nos | 842139 | 18.00 | 1987500.00 | Yes | No | No |  | finished_good | Medical Oxygen Generation Plant | Buy external | No |  |  |  | Yes | Yes | Yes |  | Gas Generated | Oxygen | Flow | 2 NM3/hr or 33 LPM | Purity 93+3% | 93+3% | Compressor ( 2 Nos.) | Included | Dryer Included | Included | Air Tank | Included | Storage Tank | Included | Compressor Make | Kaeser/ IR/ Power Efficitent Brands | Compressor Rating | 3 KW | Power Required | 415V 50 Hz 3 Phase | Total Solution | Complete PSA Plant End to End with Dual Compressor ( 1 Working + 1 Standby)
AT • ABSSTEM Technologies LLP | MedO 03 | MedO 03 | Medical Oxygen Generator | MedO PSA Package | Nos | 842139 | 18.00 | 1700000.00 | Yes | No | No |  | finished_good | Medical Oxygen Generation Plant | Buy external | No |  |  |  | Yes | Yes | Yes |  | Gas Generated | Oxygen | Flow | 3 NM3/hr or 50 LPM | Purity 93+3% | 93+3% | Compressor | Included | Dryer Included | Included | Air Tank | Included | Storage Tank | Included | Compressor Make | Kaeser/ IR/ Power Efficitent Brands | Compressor Rating | 4 KW | Power Required | 415V 50 Hz 3 Phase | Total Solution | Complete PSA Plant End to End
AT • ABSSTEM Technologies LLP | MedO 03 B | MedO 03 B | Medical Oxygen Generator | MedO PSA Only | Nos | 842139 | 18.00 | 1094007.00 | Yes | No | No |  | finished_good | Medical Oxygen Generation Unit | Buy external | No |  |  |  | Yes | Yes | Yes |  | Gas Generated | Oxygen | Flow | 3 NM3/hr or 50 LPM | Purity 93+3% | 93+3% | Compressor | In Your Scope | Dryer Included | In Your Scope | Air Tank | Included | Storage Tank | Included | Compressor Rating | 4 KW | Power Required | 230V 50 Hz Single Phase | Module Option | PSA Plant Only
AT • ABSSTEM Technologies LLP | MedO 03 D | MedO 03 D | Medical Oxygen Generator | MedO PSA Package Dual Compressor | Nos | 842139 | 18.00 | 2115615.00 | Yes | No | No |  | finished_good | Medical Oxygen Generation Plant | Buy external | No |  |  |  | Yes | Yes | Yes |  | Gas Generated | Oxygen | Flow | 3 NM3/hr or 50 LPM | Purity 93+3% | 93+3% | Compressor ( 2 Nos.) | Included | Dryer Included | Included | Air Tank | Included | Storage Tank | Included | Compressor Make | Kaeser/ IR/ Power Efficitent Brands | Compressor Rating | 4 KW | Power Required | 415V 50 Hz 3 Phase | Total Solution | Complete PSA Plant End to End with Dual Compressor ( 1 Working + 1 Standby)
AT • ABSSTEM Technologies LLP | MedO 04 | MedO 04 | Medical Oxygen Generator | MedO PSA Package | Nos | 842139 | 18.00 | 1830000.00 | Yes | No | No |  | finished_good | Medical Oxygen Generation Plant | Buy external | No |  |  |  | Yes | Yes | Yes |  | Gas Generated | Oxygen | Flow | 4 NM3/hr or 67 LPM | Purity 93+3% | 93+3% | Compressor | Included | Dryer Included | Included | Air Tank | Included | Storage Tank | Included | Compressor Make | Kaeser/ IR/ Power Efficitent Brands | Compressor Rating | 5.5 KW | Power Required | 415V 50 Hz 3 Phase | Total Solution | Complete PSA Plant End to End
AT • ABSSTEM Technologies LLP | MedO 04 D | MedO 04 D | Medical Oxygen Generator | MedO PSA Package Dual Compressor | Nos | 842139 | 18.00 | 2316250.00 | Yes | No | No |  | finished_good | Medical Oxygen Generation Plant | Buy external | No |  |  |  | Yes | Yes | Yes |  | Gas Generated | Oxygen | Flow | 4 NM3/hr or 67 LPM | Purity 93+3% | 93+3% | Compressor ( 2 Nos.) | Included | Dryer Included | Included | Air Tank | Included | Storage Tank | Included | Compressor Make | Kaeser/ IR/ Power Efficitent Brands | Compressor Rating | 5.5 KW | Power Required | 415V 50 Hz 3 Phase | Total Solution | Complete PSA Plant End to End with Dual Compressor ( 1 Working + 1 Standby)
AT • ABSSTEM Technologies LLP | MedO 04 B | MedO 04 B | Medical Oxygen Generator | MedO PSA Only | Nos | 842139 | 18.00 | 1152800.00 | Yes | No | No |  | finished_good | Medical Oxygen Generation Unit | Buy external | No |  |  |  | Yes | Yes | Yes |  | Gas Generated | Oxygen | Flow | 4 NM3/hr or 67 LPM | Purity 93+3% | 93+3% | Compressor | In Your Scope | Dryer Included | In Your Scope | Air Tank | Included | Storage Tank | Included | Compressor Rating | 5.5 KW | Power Required | 230V 50 Hz Single Phase | Module Option | PSA Plant Only
AT • ABSSTEM Technologies LLP | MedO 05 | MedO 05 | Medical Oxygen Generator | MedO PSA Package | Nos | 842139 | 18.00 | 2285000.00 | Yes | No | No |  | finished_good | Medical Oxygen Generation Plant | Buy external | No |  |  |  | Yes | Yes | Yes |  | Gas Generated | Oxygen | Flow | 5.5 NM3/hr or 92 LPM | Purity 93+3% | 93+3% | Compressor | Included | Dryer Included | Included | Air Tank | Included | Storage Tank | Included | Compressor Make | Kaeser/ IR/ Power Efficitent Brands | Compressor Rating | 7.5 KW | Power Required | 415V 50 Hz 3 Phase | Total Solution | Complete PSA Plant End to End
AT • ABSSTEM Technologies LLP | MedO 05 B | MedO 05 B | Medical Oxygen Generator | MedO PSA Only | Nos | 842139 | 18.00 | 1496691.00 | Yes | No | No |  | finished_good | Medical Oxygen Generation Unit | Buy external | No |  |  |  | Yes | Yes | Yes |  | Gas Generated | Oxygen | Flow | 5.5 NM3/hr or 92 LPM | Purity 93+3% | 93+3% | Compressor | In Your Scope | Dryer Included | In Your Scope | Air Tank | Included | Storage Tank | Included | Compressor Rating | 7.5 KW | Power Required | 230V 50 Hz Single Phase | Module Option | PSA Plant Only
AT • ABSSTEM Technologies LLP | MedO 05 D | MedO 05 D | Medical Oxygen Generator | MedO PSA Package Dual Compressor | Nos | 842139 | 18.00 | 2802670.00 | Yes | No | No |  | finished_good | Medical Oxygen Generation Plant | Buy external | No |  |  |  | Yes | Yes | Yes |  | Gas Generated | Oxygen | Flow | 5.5 NM3/hr or 92 LPM | Purity 93+3% | 93+3% | Compressor ( 2 Nos.) | Included | Dryer Included | Included | Air Tank | Included | Storage Tank | Included | Compressor Make | Kaeser/ IR/ Power Efficitent Brands | Compressor Rating | 7.5 KW | Power Required | 415V 50 Hz 3 Phase | Total Solution | Complete PSA Plant End to End with Dual Compressor ( 1 Working + 1 Standby)
AT • ABSSTEM Technologies LLP | MedO 06 | MedO 06 | Medical Oxygen Generator | MedO PSA Package | Nos | 842139 | 18.00 | 2470000.00 | Yes | No | No |  | finished_good | Medical Oxygen Generation Plant | Buy external | No |  |  |  | Yes | Yes | Yes |  | Gas Generated | Oxygen | Flow | 6.5 NM3/hr or 108 LPM | Purity 93+3% | 93+3% | Compressor | Included | Dryer Included | Included | Air Tank | Included | Storage Tank | Included | Compressor Make | Kaeser/ IR/ Power Efficitent Brands | Compressor Rating | 9 KW | Power Required | 415V 50 Hz 3 Phase | Total Solution | Complete PSA Plant End to End
AT • ABSSTEM Technologies LLP | MedO 06 B | MedO 06 B | Medical Oxygen Generator | MedO PSA Only | Nos | 842139 | 18.00 | 1616000.00 | Yes | No | No |  | finished_good | Medical Oxygen Generation Unit | Buy external | No |  |  |  | Yes | Yes | Yes |  | Gas Generated | Oxygen | Flow | 6.5 NM3/hr or 108 LPM | Purity 93+3% | 93+3% | Compressor | In Your Scope | Dryer Included | In Your Scope | Air Tank | Included | Storage Tank | Included | Compressor Rating | 9 KW | Power Required | 230V 50 Hz Single Phase | Module Option | PSA Plant Only
AT • ABSSTEM Technologies LLP | MedO 06 D | MedO 06 D | Medical Oxygen Generator | MedO PSA Package Dual Compressor | Nos | 842139 | 18.00 | 3032500.00 | Yes | No | No |  | finished_good | Medical Oxygen Generation Plant | Buy external | No |  |  |  | Yes | Yes | Yes |  | Gas Generated | Oxygen | Flow | 6.5 NM3/hr or 108 LPM | Purity 93+3% | 93+3% | Compressor ( 2 Nos.) | Included | Dryer Included | Included | Air Tank | Included | Storage Tank | Included | Compressor Make | Kaeser/ IR/ Power Efficitent Brands | Compressor Rating | 9 KW | Power Required | 415V 50 Hz 3 Phase | Total Solution | Complete PSA Plant End to End with Dual Compressor ( 1 Working + 1 Standby)
AT • ABSSTEM Technologies LLP | MedO 07 | MedO 07 | Medical Oxygen Generator | MedO PSA Package | Nos | 842139 | 18.00 | 2480000.00 | Yes | No | No |  | finished_good | Medical Oxygen Generation Plant | Buy external | No |  |  |  | Yes | Yes | Yes |  | Gas Generated | Oxygen | Flow | 7.5 NM3/hr or 125 LPM | Purity 93+3% | 93+3% | Compressor | Included | Dryer Included | Included | Air Tank | Included | Storage Tank | Included | Compressor Make | Kaeser/ IR/ Power Efficitent Brands | Compressor Rating | 11 KW | Power Required | 415V 50 Hz 3 Phase | Total Solution | Complete PSA Plant End to End
AT • ABSSTEM Technologies LLP | MedO 07 B | MedO 07 B | Medical Oxygen Generator | MedO PSA Only | Nos | 842139 | 18.00 | 1692000.00 | Yes | No | No |  | finished_good | Medical Oxygen Generation Unit | Buy external | No |  |  |  | Yes | Yes | Yes |  | Gas Generated | Oxygen | Flow | 7.5 NM3/hr or 125 LPM | Purity 93+3% | 93+3% | Compressor | In Your Scope | Dryer Included | In Your Scope | Air Tank | Included | Storage Tank | Included | Compressor Rating | 11 KW | Power Required | 230V 50 Hz Single Phase | Module Option | PSA Plant Only
AT • ABSSTEM Technologies LLP | MedO 07 C | MedO 07 C | Medical Oxygen Generator | Mobile MedO PSA Package | Nos | 842139 | 18.00 | 4111250.00 | Yes | No | No |  | finished_good | Medical Oxygen Generation Plant | Buy external | No |  |  |  | Yes | Yes | Yes |  | Gas Generated | Oxygen | Flow | 7.5 NM3/hr or 125 LPM | Purity 93+3% | 93+3% | Compressor ( 2 Nos.) | Included | Dryer Included | Included | Air Tank | Included | Storage Tank | Included | Compressor Make | Kaeser/ IR/ Power Efficitent Brands | Compressor Rating | 11 KW | Power Required | 415V 50 Hz 3 Phase | Servo | 60 KVA ( included) | Container Size | 20 Ft | Total Solution | Containerized Medical Oxygen Plant End to End with Dual Compressor ( 1 Working + 1 Standby)
AT • ABSSTEM Technologies LLP | MedO 07 D | MedO 07 D | Medical Oxygen Generator | MedO PSA Package Dual Compressor | Nos | 842139 | 18.00 | 2936250.00 | Yes | No | No |  | finished_good | Medical Oxygen Generation Plant | Buy external | No |  |  |  | Yes | Yes | Yes |  | Gas Generated | Oxygen | Flow | 7.5 NM3/hr or 125 LPM | Purity 93+3% | 93+3% | Compressor ( 2 Nos.) | Included | Dryer Included | Included | Air Tank | Included | Storage Tank | Included | Compressor Make | Kaeser/ IR/ Power Efficitent Brands | Compressor Rating | 11 KW | Power Required | 415V 50 Hz 3 Phase | Total Solution | Complete PSA Plant End to End with Dual Compressor ( 1 Working + 1 Standby)
AT • ABSSTEM Technologies LLP | MedO 07 E | MedO 07 E | Medical Oxygen Generator | MedO PSA Package Dual Compressor | Nos | 842139 | 18.00 | 3036250.00 | Yes | No | No |  | finished_good | Medical Oxygen Generation Plant | Buy external | No |  |  |  | Yes | Yes | Yes |  | Gas Generated | Oxygen | Flow | 7.5 NM3/hr or 125 LPM | Purity 93+3% | 93+3% | Compressor ( 2 Nos.) | Included | Dryer Included | Included | Air Tank | Included | Storage Tank | Included | Compressor Make | Kaeser/ IR/ Power Efficitent Brands | Compressor Rating | 11 KW | Power Required | 415V 50 Hz 3 Phase | Servo | 60 KVA ( included) | Total Solution | Complete PSA Plant End to End with Dual Compressor ( 1 Working + 1 Standby)
AT • ABSSTEM Technologies LLP | MedO 09 | MedO 09 | Medical Oxygen Generator | MedO PSA Package | Nos | 842139 | 18.00 | 2710000.00 | Yes | No | No |  | finished_good | Medical Oxygen Generation Plant | Buy external | No |  |  |  | Yes | Yes | Yes |  | Gas Generated | Oxygen | Flow | 9 NM3/hr or 150 LPM | Purity 93+3% | 93+3% | Compressor | Included | Dryer Included | Included | Air Tank | Included | Storage Tank | Included | Compressor Make | Kaeser/ IR/ Power Efficitent Brands | Compressor Rating | 11 KW | Power Required | 415V 50 Hz 3 Phase | Total Solution | Complete PSA Plant End to End
AT • ABSSTEM Technologies LLP | MedO 09 B | MedO 09 B | Medical Oxygen Generator | MedO PSA Only | Nos | 842139 | 18.00 | 1757120.00 | Yes | No | No |  | finished_good | Medical Oxygen Generation Unit | Buy external | No |  |  |  | Yes | Yes | Yes |  | Gas Generated | Oxygen | Flow | 9 NM3/hr or 150 LPM | Purity 93+3% | 93+3% | Compressor | In Your Scope | Dryer Included | In Your Scope | Air Tank | Included | Storage Tank | Included | Compressor Rating | 11 KW | Power Required | 230V 50 Hz Single Phase | Module Option | PSA Plant Only
AT • ABSSTEM Technologies LLP | MedO 09 D | MedO 09 D | Medical Oxygen Generator | MedO PSA Package Dual Compressor | Nos | 842139 | 18.00 | 3352000.00 | Yes | No | No |  | finished_good | Medical Oxygen Generation Plant | Buy external | No |  |  |  | Yes | Yes | Yes |  | Gas Generated | Oxygen | Flow | 9 NM3/hr or 150 LPM | Purity 93+3% | 93+3% | Compressor ( 2 Nos.) | Included | Dryer Included | Included | Air Tank | Included | Storage Tank | Included | Compressor Make | Kaeser/ IR/ Power Efficitent Brands | Compressor Rating | 11 KW | Power Required | 415V 50 Hz 3 Phase | Total Solution | Complete PSA Plant End to End with Dual Compressor ( 1 Working + 1 Standby)
AT • ABSSTEM Technologies LLP | MedO 110 | MedO 110 | Medical Oxygen Generator | MedO PSA Package | Nos | 842139 | 18.00 | 20145000.00 | Yes | No | No |  | finished_good | Medical Oxygen Generation Plant | Buy external | No |  |  |  | Yes | Yes | Yes |  | Gas Generated | Oxygen | Flow | 110 NM3/hr or 1834 LPM | Purity 93+3% | 93+3% | Compressor | Included | Dryer Included | Included | Air Tank | Included | Storage Tank | Included | Compressor Make | Kaeser/ IR/ Power Efficitent Brands | Compressor Rating | 132 KW | Power Required | 415V 50 Hz 3 Phase | Total Solution | Complete PSA Plant End to End
AT • ABSSTEM Technologies LLP | MedO 110 B | MedO 110 B | Medical Oxygen Generator | MedO PSA Only | Nos | 842139 | 18.00 | 13956000.00 | Yes | No | No |  | finished_good | Medical Oxygen Generation Unit | Buy external | No |  |  |  | Yes | Yes | Yes |  | Gas Generated | Oxygen | Flow | 110 NM3/hr or 1834 LPM | Purity 93+3% | 93+3% | Compressor | In Your Scope | Dryer Included | In Your Scope | Air Tank | Included | Storage Tank | Included | Compressor Rating | 132 KW | Power Required | 230V 50 Hz Single Phase | Module Option | PSA Plant Only
AT • ABSSTEM Technologies LLP | MedO 110 D | MedO 110 D | Medical Oxygen Generator | MedO PSA Package Dual Compressor | Nos | 842139 | 18.00 | 23520000.00 | Yes | No | No |  | finished_good | Medical Oxygen Generation Plant | Buy external | No |  |  |  | Yes | Yes | Yes |  | Gas Generated | Oxygen | Flow | 110 NM3/hr or 1834 LPM | Purity 93+3% | 93+3% | Compressor ( 2 Nos.) | Included | Dryer Included | Included | Air Tank | Included | Storage Tank | Included | Compressor Make | Kaeser/ IR/ Power Efficitent Brands | Compressor Rating | 132 KW | Power Required | 415V 50 Hz 3 Phase | Total Solution | Complete PSA Plant End to End with Dual Compressor ( 1 Working + 1 Standby)
AT • ABSSTEM Technologies LLP | MedO 12.5 | MedO 12.5 | Medical Oxygen Generator | MedO PSA Package | Nos | 842139 | 18.00 | 3310000.00 | Yes | No | No |  | finished_good | Medical Oxygen Generation Plant | Buy external | No |  |  |  | Yes | Yes | Yes |  | Gas Generated | Oxygen | Flow | 12.5 NM3/hr or 208 LPM | Purity 93+3% | 93+3% | Compressor | Included | Dryer Included | Included | Air Tank | Included | Storage Tank | Included | Compressor Make | Kaeser/ IR/ Power Efficitent Brands | Compressor Rating | 15 KW | Power Required | 415V 50 Hz 3 Phase | Total Solution | Complete PSA Plant End to End
AT • ABSSTEM Technologies LLP | MedO 12.5 B | MedO 12.5 B | Medical Oxygen Generator | MedO PSA Only | Nos | 842139 | 18.00 | 2202623.00 | Yes | No | No |  | finished_good | Medical Oxygen Generation Unit | Buy external | No |  |  |  | Yes | Yes | Yes |  | Gas Generated | Oxygen | Flow | 12.5 NM3/hr or 208 LPM | Purity 93+3% | 93+3% | Compressor | In Your Scope | Dryer Included | In Your Scope | Air Tank | Included | Storage Tank | Included | Compressor Rating | 15 KW | Power Required | 230V 50 Hz Single Phase | Module Option | PSA Plant Only
AT • ABSSTEM Technologies LLP | MedO 12.5 C | MedO 12.5 C | Medical Oxygen Generator | Mobile MedO PSA Package | Nos | 842139 | 18.00 | 5230901.00 | Yes | No | No |  | finished_good | Medical Oxygen Generation Plant | Buy external | No |  |  |  | Yes | Yes | Yes |  | Gas Generated | Oxygen | Flow | 12.5 NM3/hr or 208 LPM | Purity 93+3% | 93+3% | Compressor ( 2 Nos.) | Included | Dryer Included | Included | Air Tank | Included | Storage Tank | Included | Compressor Make | Kaeser/ IR/ Power Efficitent Brands | Compressor Rating | 15 KW | Power Required | 415V 50 Hz 3 Phase | Servo | 60 KVA ( included) | Container Size | 20 Ft | Total Solution | Containerized Medical Oxygen Plant End to End with Dual Compressor ( 1 Working + 1 Standby)
AT • ABSSTEM Technologies LLP | MedO 12.5 D | MedO 12.5 D | Medical Oxygen Generator | MedO PSA Package Dual Compressor | Nos | 842139 | 18.00 | 4005901.00 | Yes | No | No |  | finished_good | Medical Oxygen Generation Plant | Buy external | No |  |  |  | Yes | Yes | Yes |  | Gas Generated | Oxygen | Flow | 12.5 NM3/hr or 208 LPM | Purity 93+3% | 93+3% | Compressor ( 2 Nos.) | Included | Dryer Included | Included | Air Tank | Included | Storage Tank | Included | Compressor Make | Kaeser/ IR/ Power Efficitent Brands | Compressor Rating | 15 KW | Power Required | 415V 50 Hz 3 Phase | Total Solution | Complete PSA Plant End to End with Dual Compressor ( 1 Working + 1 Standby)
AT • ABSSTEM Technologies LLP | MedO 12.5 E | MedO 12.5 E | Medical Oxygen Generator | MedO PSA Package Dual Compressor | Nos | 842139 | 18.00 | 4155901.00 | Yes | No | No |  | finished_good | Medical Oxygen Generation Plant | Buy external | No |  |  |  | Yes | Yes | Yes |  | Gas Generated | Oxygen | Flow | 12.5 NM3/hr or 208 LPM | Purity 93+3% | 93+3% | Compressor ( 2 Nos.) | Included | Dryer Included | Included | Air Tank | Included | Storage Tank | Included | Compressor Make | Kaeser/ IR/ Power Efficitent Brands | Compressor Rating | 15 KW | Power Required | 415V 50 Hz 3 Phase | Servo | 60 KVA ( included) | Total Solution | Complete PSA Plant End to End with Dual Compressor ( 1 Working + 1 Standby)
AT • ABSSTEM Technologies LLP | MedO 12.5C | MedO 12.5C | Medical Oxygen Generator | MedO-C PSA Package | Nos | 842139 | 18.00 | 2186400.00 | Yes | Yes | No |  | finished_good | Medical Oxygen Generation Plant | Buy external | No |  |  |  | Yes | Yes | Yes |  | Gas Generated | Oxygen | Flow | 12.5 NM3/hr or 208 LPM | Purity | 93+3% | Compressor | Included | Compressed Air Dryer | Included | Air Tank | Included | Storage Tank | Included | Compressor Make | Power Efficitent Brands/Absstem Approved | Compressor Rating | 15 KW | Power Required | 415V 50 Hz 3 Phase | Total Solution | Complete medical oxygen plant end to end with IoT and Remote Monitoring
AT • ABSSTEM Technologies LLP | MedO 130 | MedO 130 | Medical Oxygen Generator | MedO PSA Package | Nos | 842139 | 18.00 | 23000000.00 | Yes | No | No |  | finished_good | Medical Oxygen Generation Plant | Buy external | No |  |  |  | Yes | Yes | Yes |  | Gas Generated | Oxygen | Flow | 130 NM3/hr or 2167 LPM | Purity 93+3% | 93+3% | Compressor | Included | Dryer Included | Included | Air Tank | Included | Storage Tank | Included | Compressor Make | Kaeser/ IR/ Power Efficitent Brands | Compressor Rating | 160 KW | Power Required | 415V 50 Hz 3 Phase | Total Solution | Complete PSA Plant End to End
AT • ABSSTEM Technologies LLP | MedO 130 B | MedO 130 B | Medical Oxygen Generator | MedO PSA Only | Nos | 842139 | 18.00 | 16160000.00 | Yes | No | No |  | finished_good | Medical Oxygen Generation Unit | Buy external | No |  |  |  | Yes | Yes | Yes |  | Gas Generated | Oxygen | Flow | 130 NM3/hr or 2167 LPM | Purity 93+3% | 93+3% | Compressor | In Your Scope | Dryer Included | In Your Scope | Air Tank | Included | Storage Tank | Included | Compressor Rating | 160 KW | Power Required | 230V 50 Hz Single Phase | Module Option | PSA Plant Only
AT • ABSSTEM Technologies LLP | MedO 130 D | MedO 130 D | Medical Oxygen Generator | MedO PSA Package Dual Compressor | Nos | 842139 | 18.00 | 26500000.00 | Yes | No | No |  | finished_good | Medical Oxygen Generation Plant | Buy external | No |  |  |  | Yes | Yes | Yes |  | Gas Generated | Oxygen | Flow | 130 NM3/hr or 2167 LPM | Purity 93+3% | 93+3% | Compressor ( 2 Nos.) | Included | Dryer Included | Included | Air Tank | Included | Storage Tank | Included | Compressor Make | Kaeser/ IR/ Power Efficitent Brands | Compressor Rating | 160 KW | Power Required | 415V 50 Hz 3 Phase | Total Solution | Complete PSA Plant End to End with Dual Compressor ( 1 Working + 1 Standby)
AT • ABSSTEM Technologies LLP | MedO 15 | MedO 15 | Medical Oxygen Generator | MedO PSA Package | Nos | 842139 | 18.00 | 3785000.00 | Yes | No | No |  | finished_good | Medical Oxygen Generation Plant | Buy external | No |  |  |  | Yes | Yes | Yes |  | Gas Generated | Oxygen | Flow | 15 NM3/hr or 250 LPM | Purity 93+3% | 93+3% | Compressor | Included | Dryer Included | Included | Air Tank | Included | Storage Tank | Included | Compressor Make | Kaeser/ IR/ Power Efficitent Brands | Compressor Rating | 18 KW | Power Required | 415V 50 Hz 3 Phase | Total Solution | Complete PSA Plant End to End
AT • ABSSTEM Technologies LLP | MedO 15 B | MedO 15 B | Medical Oxygen Generator | MedO PSA Only | Nos | 842139 | 18.00 | 2518702.00 | Yes | No | No |  | finished_good | Medical Oxygen Generation Unit | Buy external | No |  |  |  | Yes | Yes | Yes |  | Gas Generated | Oxygen | Flow | 15 NM3/hr or 250 LPM | Purity 93+3% | 93+3% | Compressor | In Your Scope | Dryer Included | In Your Scope | Air Tank | Included | Storage Tank | Included | Compressor Rating | 18 KW | Power Required | 230V 50 Hz Single Phase | Module Option | PSA Plant Only
AT • ABSSTEM Technologies LLP | MedO 15 D | MedO 15 D | Medical Oxygen Generator | MedO PSA Package Dual Compressor | Nos | 842139 | 18.00 | 4580778.00 | Yes | No | No |  | finished_good | Medical Oxygen Generation Plant | Buy external | No |  |  |  | Yes | Yes | Yes |  | Gas Generated | Oxygen | Flow | 15 NM3/hr or 250 LPM | Purity 93+3% | 93+3% | Compressor ( 2 Nos.) | Included | Dryer Included | Included | Air Tank | Included | Storage Tank | Included | Compressor Make | Kaeser/ IR/ Power Efficitent Brands | Compressor Rating | 18 KW | Power Required | 415V 50 Hz 3 Phase | Total Solution | Complete PSA Plant End to End with Dual Compressor ( 1 Working + 1 Standby)
AT • ABSSTEM Technologies LLP | MedO 150 | MedO 150 | Medical Oxygen Generator | MedO PSA Package | Nos | 842139 | 18.00 | 31130000.00 | Yes | No | No |  | finished_good | Medical Oxygen Generation Plant | Buy external | No |  |  |  | Yes | Yes | Yes |  | Gas Generated | Oxygen | Flow | 150 NM3/hr or 2501 LPM | Purity 93+3% | 93+3% | Compressor | Included | Dryer Included | Included | Air Tank | Included | Storage Tank | Client's Scope | Compressor Make | Kaeser/ IR/ Power Efficitent Brands | Compressor Rating | 200 KW | Power Required | 415V 50 Hz 3 Phase | Total Solution | Complete PSA Plant End to End
AT • ABSSTEM Technologies LLP | MedO 150 B | MedO 150 B | Medical Oxygen Generator | MedO PSA Only | Nos | 842139 | 18.00 | 21464000.00 | Yes | No | No |  | finished_good | Medical Oxygen Generation Unit | Buy external | No |  |  |  | Yes | Yes | Yes |  | Gas Generated | Oxygen | Flow | 150 NM3/hr or 2501 LPM | Purity 93+3% | 93+3% | Compressor | In Your Scope | Dryer Included | In Your Scope | Air Tank | Included | Storage Tank | Client's Scope | Compressor Rating | 200 KW | Power Required | 230V 50 Hz Single Phase | Module Option | PSA Plant Only
AT • ABSSTEM Technologies LLP | MedO 150 D | MedO 150 D | Medical Oxygen Generator | MedO PSA Package Dual Compressor | Nos | 842139 | 18.00 | 36505000.00 | Yes | No | No |  | finished_good | Medical Oxygen Generation Plant | Buy external | No |  |  |  | Yes | Yes | Yes |  | Gas Generated | Oxygen | Flow | 150 NM3/hr or 2501 LPM | Purity 93+3% | 93+3% | Compressor ( 2 Nos.) | Included | Dryer Included | Included | Air Tank | Included | Storage Tank | Client's Scope | Compressor Make | Kaeser/ IR/ Power Efficitent Brands | Compressor Rating | 200 KW | Power Required | 415V 50 Hz 3 Phase | Total Solution | Complete PSA Plant End to End with Dual Compressor ( 1 Working + 1 Standby)
AT • ABSSTEM Technologies LLP | MedO 15C | MedO 15C | Medical Oxygen Generator | MedO-C PSA Package | Nos | 842139 | 18.00 | 2520000.00 | Yes | Yes | No |  | finished_good | Medical Oxygen Generation Plant | Buy external | No |  |  |  | Yes | Yes | Yes |  | Gas Generated | Oxygen | Flow | 15 NM3/hr or 250 LPM | Purity | 93+3% | Compressor | Included | Compressed Air Dryer | Included | Air Tank | Included | Storage Tank | Included | Compressor Make | Power Efficitent Brands/Absstem Approved | Compressor Rating | 18.5 KW | Power Required | 415V 50 Hz 3 Phase | Total Solution | Complete medical oxygen plant end to end with IoT and Remote Monitoring
AT • ABSSTEM Technologies LLP | MedO 18 | MedO 18 | Medical Oxygen Generator | MedO PSA Package | Nos | 842139 | 18.00 | 4140000.00 | Yes | No | No |  | finished_good | Medical Oxygen Generation Plant | Buy external | No |  |  |  | Yes | Yes | Yes |  | Gas Generated | Oxygen | Flow | 18 NM3/hr or 300 LPM | Purity 93+3% | 93+3% | Compressor | Included | Dryer Included | Included | Air Tank | Included | Storage Tank | Included | Compressor Make | Kaeser/ IR/ Power Efficitent Brands | Compressor Rating | 22 KW | Power Required | 415V 50 Hz 3 Phase | Total Solution | Complete PSA Plant End to End
AT • ABSSTEM Technologies LLP | MedO 18 B | MedO 18 B | Medical Oxygen Generator | MedO PSA Only | Nos | 842139 | 18.00 | 2734459.00 | Yes | No | No |  | finished_good | Medical Oxygen Generation Unit | Buy external | No |  |  |  | Yes | Yes | Yes |  | Gas Generated | Oxygen | Flow | 18 NM3/hr or 300 LPM | Purity 93+3% | 93+3% | Compressor | In Your Scope | Dryer Included | In Your Scope | Air Tank | Included | Storage Tank | Included | Compressor Rating | 22 KW | Power Required | 230V 50 Hz Single Phase | Module Option | PSA Plant Only
AT • ABSSTEM Technologies LLP | MedO 18 D | MedO 18 D | Medical Oxygen Generator | MedO PSA Package Dual Compressor | Nos | 842139 | 18.00 | 5042408.00 | Yes | No | No |  | finished_good | Medical Oxygen Generation Plant | Buy external | No |  |  |  | Yes | Yes | Yes |  | Gas Generated | Oxygen | Flow | 18 NM3/hr or 300 LPM | Purity 93+3% | 93+3% | Compressor ( 2 Nos.) | Included | Dryer Included | Included | Air Tank | Included | Storage Tank | Included | Compressor Make | Kaeser/ IR/ Power Efficitent Brands | Compressor Rating | 22 KW | Power Required | 415V 50 Hz 3 Phase | Total Solution | Complete PSA Plant End to End with Dual Compressor ( 1 Working + 1 Standby)
AT • ABSSTEM Technologies LLP | MedO 18C | MedO 18C | Medical Oxygen Generator | MedO-C PSA Package | Nos | 842139 | 18.00 | 2716800.00 | Yes | Yes | No |  | finished_good | Medical Oxygen Generation Plant | Buy external | No |  |  |  | Yes | Yes | Yes |  | Gas Generated | Oxygen | Flow | 18 NM3/hr or 300 LPM | Purity | 93+3% | Compressor | Included | Compressed Air Dryer | Included | Air Tank | Included | Storage Tank | Included | Compressor Make | Power Efficitent Brands/Absstem Approved | Compressor Rating | 22 KW | Power Required | 415V 50 Hz 3 Phase | Total Solution | Complete medical oxygen plant end to end with IoT and Remote Monitoring
AT • ABSSTEM Technologies LLP | MedO 200 | MedO 200 | Medical Oxygen Generator | MedO PSA Package | Nos | 842139 | 18.00 | 33640000.00 | Yes | No | No |  | finished_good | Medical Oxygen Generation Plant | Buy external | No |  |  |  | Yes | Yes | Yes |  | Gas Generated | Oxygen | Flow | 200 NM3/hr or 3334 LPM | Purity 93+3% | 93+3% | Compressor | Included | Dryer Included | Included | Air Tank | Included | Storage Tank | Client's Scope | Compressor Make | Kaeser/ IR/ Power Efficitent Brands | Compressor Rating | 225 KW | Power Required | 415V 50 Hz 3 Phase | Total Solution | Complete PSA Plant End to End
AT • ABSSTEM Technologies LLP | MedO 200 B | MedO 200 B | Medical Oxygen Generator | MedO PSA Only | Nos | 842139 | 18.00 | 22352000.00 | Yes | No | No |  | finished_good | Medical Oxygen Generation Unit | Buy external | No |  |  |  | Yes | Yes | Yes |  | Gas Generated | Oxygen | Flow | 200 NM3/hr or 3334 LPM | Purity 93+3% | 93+3% | Compressor | In Your Scope | Dryer Included | In Your Scope | Air Tank | Included | Storage Tank | Client's Scope | Compressor Rating | 225 KW | Power Required | 230V 50 Hz Single Phase | Module Option | PSA Plant Only
AT • ABSSTEM Technologies LLP | MedO 200 D | MedO 200 D | Medical Oxygen Generator | MedO PSA Package Dual Compressor | Nos | 842139 | 18.00 | 40765000.00 | Yes | No | No |  | finished_good | Medical Oxygen Generation Plant | Buy external | No |  |  |  | Yes | Yes | Yes |  | Gas Generated | Oxygen | Flow | 200 NM3/hr or 3334 LPM | Purity 93+3% | 93+3% | Compressor ( 2 Nos.) | Included | Dryer Included | Included | Air Tank | Included | Storage Tank | Client's Scope | Compressor Make | Kaeser/ IR/ Power Efficitent Brands | Compressor Rating | 225 KW | Power Required | 415V 50 Hz 3 Phase | Total Solution | Complete PSA Plant End to End with Dual Compressor ( 1 Working + 1 Standby)
AT • ABSSTEM Technologies LLP | MedO 22 | MedO 22 | Medical Oxygen Generator | MedO PSA Package | Nos | 842139 | 18.00 | 5150000.00 | Yes | No | No |  | finished_good | Medical Oxygen Generation Plant | Buy external | No |  |  |  | Yes | Yes | Yes |  | Gas Generated | Oxygen | Flow | 22 NM3/hr or 367 LPM | Purity 93+3% | 93+3% | Compressor | Included | Dryer Included | Included | Air Tank | Included | Storage Tank | Included | Compressor Make | Kaeser/ IR/ Power Efficitent Brands | Compressor Rating | 25 KW | Power Required | 415V 50 Hz 3 Phase | Total Solution | Complete PSA Plant End to End
AT • ABSSTEM Technologies LLP | MedO 22 B | MedO 22 B | Medical Oxygen Generator | MedO PSA Only | Nos | 842139 | 18.00 | 3331524.00 | Yes | No | No |  | finished_good | Medical Oxygen Generation Unit | Buy external | No |  |  |  | Yes | Yes | Yes |  | Gas Generated | Oxygen | Flow | 22 NM3/hr or 367 LPM | Purity 93+3% | 93+3% | Compressor | In Your Scope | Dryer Included | In Your Scope | Air Tank | Included | Storage Tank | Included | Compressor Rating | 25 KW | Power Required | 230V 50 Hz Single Phase | Module Option | PSA Plant Only
AT • ABSSTEM Technologies LLP | MedO 22 D | MedO 22 D | Medical Oxygen Generator | MedO PSA Package Dual Compressor | Nos | 842139 | 18.00 | 6381994.00 | Yes | No | No |  | finished_good | Medical Oxygen Generation Plant | Buy external | No |  |  |  | Yes | Yes | Yes |  | Gas Generated | Oxygen | Flow | 22 NM3/hr or 367 LPM | Purity 93+3% | 93+3% | Compressor ( 2 Nos.) | Included | Dryer Included | Included | Air Tank | Included | Storage Tank | Included | Compressor Make | Kaeser/ IR/ Power Efficitent Brands | Compressor Rating | 25 KW | Power Required | 415V 50 Hz 3 Phase | Total Solution | Complete PSA Plant End to End with Dual Compressor ( 1 Working + 1 Standby)
AT • ABSSTEM Technologies LLP | MedO 22C | MedO 22C | Medical Oxygen Generator | MedO-C PSA Package | Nos | 842139 | 18.00 | 3000000.00 | Yes | Yes | No |  | finished_good | Medical Oxygen Generation Plant | Buy external | No |  |  |  | Yes | Yes | Yes |  | Gas Generated | Oxygen | Flow | 22 NM3/hr or 365 LPM | Purity | 93+3% | Compressor | Included | Compressed Air Dryer | Included | Air Tank | Included | Storage Tank | Included | Compressor Make | Power Efficitent Brands/Absstem Approved | Compressor Rating | 25 KW | Power Required | 415V 50 Hz 3 Phase | Total Solution | Complete medical oxygen plant end to end with IoT and Remote Monitoring
AT • ABSSTEM Technologies LLP | MedO 25 | MedO 25 | Medical Oxygen Generator | MedO PSA Package | Nos | 842139 | 18.00 | 6285000.00 | Yes | No | No |  | finished_good | Medical Oxygen Generation Plant | Buy external | No |  |  |  | Yes | Yes | Yes |  | Gas Generated | Oxygen | Flow | 25 NM3/hr or 417 LPM | Purity 93+3% | 93+3% | Compressor | Included | Dryer Included | Included | Air Tank | Included | Storage Tank | Included | Compressor Make | Kaeser/ IR/ Power Efficitent Brands | Compressor Rating | 30 KW | Power Required | 415V 50 Hz 3 Phase | Total Solution | Complete PSA Plant End to End
AT • ABSSTEM Technologies LLP | MedO 25 B | MedO 25 B | Medical Oxygen Generator | MedO PSA Only | Nos | 842139 | 18.00 | 4157974.00 | Yes | No | No |  | finished_good | Medical Oxygen Generation Unit | Buy external | No |  |  |  | Yes | Yes | Yes |  | Gas Generated | Oxygen | Flow | 25 NM3/hr or 417 LPM | Purity 93+3% | 93+3% | Compressor | In Your Scope | Dryer Included | In Your Scope | Air Tank | Included | Storage Tank | Included | Compressor Rating | 30 KW | Power Required | 230V 50 Hz Single Phase | Module Option | PSA Plant Only
AT • ABSSTEM Technologies LLP | MedO 25 D | MedO 25 D | Medical Oxygen Generator | MedO PSA Package Dual Compressor | Nos | 842139 | 18.00 | 7644415.00 | Yes | No | No |  | finished_good | Medical Oxygen Generation Plant | Buy external | No |  |  |  | Yes | Yes | Yes |  | Gas Generated | Oxygen | Flow | 25 NM3/hr or 417 LPM | Purity 93+3% | 93+3% | Compressor ( 2 Nos.) | Included | Dryer Included | Included | Air Tank | Included | Storage Tank | Included | Compressor Make | Kaeser/ IR/ Power Efficitent Brands | Compressor Rating | 30 KW | Power Required | 415V 50 Hz 3 Phase | Total Solution | Complete PSA Plant End to End with Dual Compressor ( 1 Working + 1 Standby)
AT • ABSSTEM Technologies LLP | MedO 25C | MedO 25C | Medical Oxygen Generator | MedO-C PSA Package | Nos | 842139 | 18.00 | 3840000.00 | Yes | Yes | No |  | finished_good | Medical Oxygen Generation Plant | Buy external | No |  |  |  | Yes | Yes | Yes |  | Gas Generated | Oxygen | Flow | 25 NM3/hr or 400 LPM | Purity | 93+3% | Compressor | Included | Compressed Air Dryer | Included | Air Tank | Included | Storage Tank | Included | Compressor Make | Power Efficitent Brands/Absstem Approved | Compressor Rating | 30 KW | Power Required | 415V 50 Hz 3 Phase | Total Solution | Complete medical oxygen plant end to end with IoT and Remote Monitoring
AT • ABSSTEM Technologies LLP | MedO 2C | MedO 2C | Medical Oxygen Generator | MedO-C PSA Package | Nos | TBD | 18.00 | 960000.00 | Yes | Yes | No |  | finished_good | Medical Oxygen Generation Plant | Buy external | No |  |  |  | Yes | Yes | Yes |  | Gas Generated | Oxygen | Flow | 2 NM3/hr or 33 LPM | Purity | 93+3% | Compressor | Included | Compressed Air Dryer | Included | Air Tank | Included | Storage Tank | Included | Compressor Make | Power Efficitent Brands/Absstem Approved | Compressor Rating | 3 KW | Power Required | 415V 50 Hz 3 Phase | Total Solution | Complete medical oxygen plant end to end with IoT and Remote Monitoring | Equivalent to | 7 Nos. of D-Type Oxygen Cylinders per Day
AT • ABSSTEM Technologies LLP | MedO 30 | MedO 30 | Medical Oxygen Generator | MedO PSA Package | Nos | 842139 | 18.00 | 6590000.00 | Yes | No | No |  | finished_good | Medical Oxygen Generation Plant | Buy external | No |  |  |  | Yes | Yes | Yes |  | Gas Generated | Oxygen | Flow | 30 NM3/hr or 500 LPM | Purity 93+3% | 93+3% | Compressor | Included | Dryer Included | Included | Air Tank | Included | Storage Tank | Included | Compressor Make | Kaeser/ IR/ Power Efficitent Brands | Compressor Rating | 37 KW | Power Required | 415V 50 Hz 3 Phase | Total Solution | Complete PSA Plant End to End
AT • ABSSTEM Technologies LLP | MedO 30 B | MedO 30 B | Medical Oxygen Generator | MedO PSA Only | Nos | 842139 | 18.00 | 4376336.00 | Yes | No | No |  | finished_good | Medical Oxygen Generation Unit | Buy external | No |  |  |  | Yes | Yes | Yes |  | Gas Generated | Oxygen | Flow | 30 NM3/hr or 500 LPM | Purity 93+3% | 93+3% | Compressor | In Your Scope | Dryer Included | In Your Scope | Air Tank | Included | Storage Tank | Included | Compressor Rating | 37 KW | Power Required | 230V 50 Hz Single Phase | Module Option | PSA Plant Only
AT • ABSSTEM Technologies LLP | MedO 30 C | MedO 30 C | Medical Oxygen Generator | Mobile MedO PSA Package | Nos | 842139 | 18.00 | 10156475.00 | Yes | No | No |  | finished_good | Medical Oxygen Generation Plant | Buy external | No |  |  |  | Yes | Yes | Yes |  | Gas Generated | Oxygen | Flow | 30 NM3/hr or 500 LPM | Purity 93+3% | 93+3% | Compressor ( 2 Nos.) | Included | Dryer Included | Included | Air Tank | Included | Storage Tank | Included | Compressor Make | Kaeser/ IR/ Power Efficitent Brands | Compressor Rating | 37 KW | Power Required | 415V 50 Hz 3 Phase | Servo | 100 KVA ( included) | Container Size | 40 Ft | Total Solution | Containerized Medical Oxygen Plant End to End with Dual Compressor ( 1 Working + 1 Standby)
AT • ABSSTEM Technologies LLP | MedO 30 D | MedO 30 D | Medical Oxygen Generator | MedO PSA Package Dual Compressor | Nos | 842139 | 18.00 | 7989475.00 | Yes | No | No |  | finished_good | Medical Oxygen Generation Plant | Buy external | No |  |  |  | Yes | Yes | Yes |  | Gas Generated | Oxygen | Flow | 30 NM3/hr or 500 LPM | Purity 93+3% | 93+3% | Compressor ( 2 Nos.) | Included | Dryer Included | Included | Air Tank | Included | Storage Tank | Included | Compressor Make | Kaeser/ IR/ Power Efficitent Brands | Compressor Rating | 37 KW | Power Required | 415V 50 Hz 3 Phase | Total Solution | Complete PSA Plant End to End with Dual Compressor ( 1 Working + 1 Standby)
AT • ABSSTEM Technologies LLP | MedO 30 E | MedO 30 E | Medical Oxygen Generator | MedO PSA Package Dual Compressor | Nos | 842139 | 18.00 | 8189475.00 | Yes | No | No |  | finished_good | Medical Oxygen Generation Plant | Buy external | No |  |  |  | Yes | Yes | Yes |  | Gas Generated | Oxygen | Flow | 30 NM3/hr or 500 LPM | Purity 93+3% | 93+3% | Compressor ( 2 Nos.) | Included | Dryer Included | Included | Air Tank | Included | Storage Tank | Included | Compressor Make | Kaeser/ IR/ Power Efficitent Brands | Compressor Rating | 37 KW | Power Required | 415V 50 Hz 3 Phase | Servo | 100 KVA ( included) | Total Solution | Complete PSA Plant End to End with Dual Compressor ( 1 Working + 1 Standby)
AT • ABSSTEM Technologies LLP | MedO 30C | MedO 30C | Medical Oxygen Generator | MedO-C PSA Package | Nos | 842139 | 18.00 | 4320000.00 | Yes | Yes | No |  | finished_good | Medical Oxygen Generation Plant | Buy external | No |  |  |  | Yes | Yes | Yes |  | Gas Generated | Oxygen | Flow | 30 NM3/hr or 500 LPM | Purity | 93+3% | Compressor | Included | Compressed Air Dryer | Included | Air Tank | Included | Storage Tank | Included | Compressor Make | Power Efficitent Brands/Absstem Approved | Compressor Rating | 37 KW | Power Required | 415V 50 Hz 3 Phase | Total Solution | Complete medical oxygen plant end to end with IoT and Remote Monitoring
AT • ABSSTEM Technologies LLP | MedO 3C | MedO 3C | Medical Oxygen Generator | MedO-C PSA Package | Nos | 842139 | 18.00 | 1080000.00 | Yes | Yes | No |  | finished_good | Medical Oxygen Generation Plant | Buy external | No |  |  |  | Yes | Yes | Yes |  | Gas Generated | Oxygen | Flow | 3 NM3/hr or 50 LPM | Purity | 93+3% | Compressor | Included | Compressed Air Dryer | Included | Air Tank | Included | Storage Tank | Included | Compressor Make | Power Efficitent Brands/Absstem Approved | Compressor Rating | 4 KW | Power Required | 415V 50 Hz 3 Phase | Total Solution | Complete medical oxygen plant end to end with IoT and Remote Monitoring | Equivalent to | 10 Nos. of D-Type Oxygen Cylinders per Day
AT • ABSSTEM Technologies LLP | MedO 4.5C | MedO 4.5C | Medical Oxygen Generator | MedO-C PSA Package | Nos | 842139 | 18.00 | 1320000.00 | Yes | Yes | No |  | finished_good | Medical Oxygen Generation Plant | Buy external | No |  |  |  | Yes | Yes | Yes |  | Gas Generated | Oxygen | Flow | 4.5 NM3/hr or 75 LPM | Purity | 93+3% | Compressor | Included | Compressed Air Dryer | Included | Air Tank | Included | Storage Tank | Included | Compressor Make | Power Efficitent Brands/Absstem Approved | Compressor Rating | 5.5 KW | Power Required | 415V 50 Hz 3 Phase | Total Solution | Complete medical oxygen plant end to end with IoT and Remote Monitoring | Equivalent to | 16 Nos. of D-Type Oxygen Cylinders per Day
AT • ABSSTEM Technologies LLP | MedO 40 | MedO 40 | Medical Oxygen Generator | MedO PSA Package | Nos | 842139 | 18.00 | 7390000.00 | Yes | No | No |  | finished_good | Medical Oxygen Generation Plant | Buy external | No |  |  |  | Yes | Yes | Yes |  | Gas Generated | Oxygen | Flow | 40 NM3/hr or 667 LPM | Purity 93+3% | 93+3% | Compressor | Included | Dryer Included | Included | Air Tank | Included | Storage Tank | Included | Compressor Make | Kaeser/ IR/ Power Efficitent Brands | Compressor Rating | 45 KW | Power Required | 415V 50 Hz 3 Phase | Total Solution | Complete PSA Plant End to End
AT • ABSSTEM Technologies LLP | MedO 40 B | MedO 40 B | Medical Oxygen Generator | MedO PSA Only | Nos | 842139 | 18.00 | 4960425.00 | Yes | No | No |  | finished_good | Medical Oxygen Generation Unit | Buy external | No |  |  |  | Yes | Yes | Yes |  | Gas Generated | Oxygen | Flow | 40 NM3/hr or 667 LPM | Purity 93+3% | 93+3% | Compressor | In Your Scope | Dryer Included | In Your Scope | Air Tank | Included | Storage Tank | Included | Compressor Rating | 45 KW | Power Required | 230V 50 Hz Single Phase | Module Option | PSA Plant Only
AT • ABSSTEM Technologies LLP | MedO 40 D | MedO 40 D | Medical Oxygen Generator | MedO PSA Package Dual Compressor | Nos | 842139 | 18.00 | 8876837.00 | Yes | No | No |  | finished_good | Medical Oxygen Generation Plant | Buy external | No |  |  |  | Yes | Yes | Yes |  | Gas Generated | Oxygen | Flow | 40 NM3/hr or 667 LPM | Purity 93+3% | 93+3% | Compressor ( 2 Nos.) | Included | Dryer Included | Included | Air Tank | Included | Storage Tank | Included | Compressor Make | Kaeser/ IR/ Power Efficitent Brands | Compressor Rating | 45 KW | Power Required | 415V 50 Hz 3 Phase | Total Solution | Complete PSA Plant End to End with Dual Compressor ( 1 Working + 1 Standby)
AT • ABSSTEM Technologies LLP | MedO 4C | MedO 4C | Medical Oxygen Generator | MedO-C PSA Package | Nos | 842139 | 18.00 | 1200000.00 | Yes | Yes | No |  | finished_good | Medical Oxygen Generation Plant | Buy external | No |  |  |  | Yes | Yes | Yes |  | Gas Generated | Oxygen | Flow | 4 NM3/hr or 67 LPM | Purity | 93+3% | Compressor | Included | Compressed Air Dryer | Included | Air Tank | Included | Storage Tank | Included | Compressor Make | Power Efficitent Brands/Absstem Approved | Compressor Rating | 5 KW | Power Required | 415V 50 Hz 3 Phase | Total Solution | Complete medical oxygen plant end to end with IoT and Remote Monitoring | Equivalent to | 14 Nos. of D-Type Oxygen Cylinders per Day
AT • ABSSTEM Technologies LLP | MedO 50 | MedO 50 | Medical Oxygen Generator | MedO PSA Package | Nos | 842139 | 18.00 | 8610000.00 | Yes | No | No |  | finished_good | Medical Oxygen Generation Plant | Buy external | No |  |  |  | Yes | Yes | Yes |  | Gas Generated | Oxygen | Flow | 45 NM3/hr or 750 LPM | Purity 93+3% | 93+3% | Compressor | Included | Dryer Included | Included | Air Tank | Included | Storage Tank | Included | Compressor Make | Kaeser/ IR/ Power Efficitent Brands | Compressor Rating | 55 KW | Power Required | 415V 50 Hz 3 Phase | Total Solution | Complete PSA Plant End to End
AT • ABSSTEM Technologies LLP | MedO 50 B | MedO 50 B | Medical Oxygen Generator | MedO PSA Only | Nos | 842139 | 18.00 | 5849569.00 | Yes | No | No |  | finished_good | Medical Oxygen Generation Unit | Buy external | No |  |  |  | Yes | Yes | Yes |  | Gas Generated | Oxygen | Flow | 45 NM3/hr or 750 LPM | Purity 93+3% | 93+3% | Compressor | In Your Scope | Dryer Included | In Your Scope | Air Tank | Included | Storage Tank | Included | Compressor Rating | 55 KW | Power Required | 230V 50 Hz Single Phase | Module Option | PSA Plant Only
AT • ABSSTEM Technologies LLP | MedO 50 D | MedO 50 D | Medical Oxygen Generator | MedO PSA Package Dual Compressor | Nos | 842139 | 18.00 | 10232548.00 | Yes | No | No |  | finished_good | Medical Oxygen Generation Plant | Buy external | No |  |  |  | Yes | Yes | Yes |  | Gas Generated | Oxygen | Flow | 45 NM3/hr or 750 LPM | Purity 93+3% | 93+3% | Compressor ( 2 Nos.) | Included | Dryer Included | Included | Air Tank | Included | Storage Tank | Included | Compressor Make | Kaeser/ IR/ Power Efficitent Brands | Compressor Rating | 55 KW | Power Required | 415V 50 Hz 3 Phase | Total Solution | Complete PSA Plant End to End with Dual Compressor ( 1 Working + 1 Standby)
AT • ABSSTEM Technologies LLP | MedO 5C | MedO 5C | Medical Oxygen Generator | MedO-C PSA Package | Nos | 842139 | 18.00 | 1680000.00 | Yes | Yes | No |  | finished_good | Medical Oxygen Generation Plant | Buy external | No |  |  |  | Yes | Yes | Yes |  | Gas Generated | Oxygen | Flow | 5.5 NM3/hr or 92 LPM | Purity | 93+3% | Compressor | Included | Compressed Air Dryer | Included | Air Tank | Included | Storage Tank | Included | Compressor Make | Power Efficitent Brands/Absstem Approved | Compressor Rating | 7.5 KW | Power Required | 415V 50 Hz 3 Phase | Total Solution | Complete medical oxygen plant end to end with IoT and Remote Monitoring | Equivalent to | 20 Nos. of D-Type Oxygen Cylinders per Day
AT • ABSSTEM Technologies LLP | MedO 65 | MedO 65 | Medical Oxygen Generator | MedO PSA Package | Nos | 842139 | 18.00 | 10800000.00 | Yes | No | No |  | finished_good | Medical Oxygen Generation Plant | Buy external | No |  |  |  | Yes | Yes | Yes |  | Gas Generated | Oxygen | Flow | 65 NM3/hr or 1084 LPM | Purity 93+3% | 93+3% | Compressor | Included | Dryer Included | Included | Air Tank | Included | Storage Tank | Included | Compressor Make | Kaeser/ IR/ Power Efficitent Brands | Compressor Rating | 75 KW | Power Required | 415V 50 Hz 3 Phase | Total Solution | Complete PSA Plant End to End
AT • ABSSTEM Technologies LLP | MedO 65 B | MedO 65 B | Medical Oxygen Generator | MedO PSA Only | Nos | 842139 | 18.00 | 7210944.00 | Yes | No | No |  | finished_good | Medical Oxygen Generation Unit | Buy external | No |  |  |  | Yes | Yes | Yes |  | Gas Generated | Oxygen | Flow | 65 NM3/hr or 1084 LPM | Purity 93+3% | 93+3% | Compressor | In Your Scope | Dryer Included | In Your Scope | Air Tank | Included | Storage Tank | Included | Compressor Rating | 75 KW | Power Required | 230V 50 Hz Single Phase | Module Option | PSA Plant Only
AT • ABSSTEM Technologies LLP | MedO 65 D | MedO 65 D | Medical Oxygen Generator | MedO PSA Package Dual Compressor | Nos | 842139 | 18.00 | 13032900.00 | Yes | No | No |  | finished_good | Medical Oxygen Generation Plant | Buy external | No |  |  |  | Yes | Yes | Yes |  | Gas Generated | Oxygen | Flow | 65 NM3/hr or 1084 LPM | Purity 93+3% | 93+3% | Compressor ( 2 Nos.) | Included | Dryer Included | Included | Air Tank | Included | Storage Tank | Included | Compressor Make | Kaeser/ IR/ Power Efficitent Brands | Compressor Rating | 75 KW | Power Required | 415V 50 Hz 3 Phase | Total Solution | Complete PSA Plant End to End with Dual Compressor ( 1 Working + 1 Standby)
AT • ABSSTEM Technologies LLP | MedO 7 C | MedO 7C | Medical Oxygen Generator | MedO-C PSA Package | Nos | 842139 | 18.00 | 1800000.00 | Yes | Yes | No |  | finished_good | Medical Oxygen Generation Plant | Buy external | No |  |  |  | Yes | Yes | Yes |  | Gas Generated | Oxygen | Flow | 7.5 NM3/hr or 125 LPM | Purity | 93+3% | Compressor | Included | Compressed Air Dryer | Included | Air Tank | Included | Storage Tank | Included | Compressor Make | Power Efficitent Brands/Absstem Approved | Compressor Rating | 11 KW | Power Required | 415V 50 Hz 3 Phase | Total Solution | Complete medical oxygen plant end to end with IoT and Remote Monitoring
AT • ABSSTEM Technologies LLP | MedO 75 | MedO 75 | Medical Oxygen Generator | MedO PSA Package | Nos | 842139 | 18.00 | 12630000.00 | Yes | No | No |  | finished_good | Medical Oxygen Generation Plant | Buy external | No |  |  |  | Yes | Yes | Yes |  | Gas Generated | Oxygen | Flow | 75 NM3/hr or 1250 LPM | Purity 93+3% | 93+3% | Compressor | Included | Dryer Included | Included | Air Tank | Included | Storage Tank | Included | Compressor Make | Kaeser/ IR/ Power Efficitent Brands | Compressor Rating | 90 KW | Power Required | 415V 50 Hz 3 Phase | Total Solution | Complete PSA Plant End to End
AT • ABSSTEM Technologies LLP | MedO 75 B | MedO 75 B | Medical Oxygen Generator | MedO PSA Only | Nos | 842139 | 18.00 | 8549952.00 | Yes | No | No |  | finished_good | Medical Oxygen Generation Unit | Buy external | No |  |  |  | Yes | Yes | Yes |  | Gas Generated | Oxygen | Flow | 75 NM3/hr or 1250 LPM | Purity 93+3% | 93+3% | Compressor | In Your Scope | Dryer Included | In Your Scope | Air Tank | Included | Storage Tank | Included | Compressor Rating | 90 KW | Power Required | 230V 50 Hz Single Phase | Module Option | PSA Plant Only
AT • ABSSTEM Technologies LLP | MedO 75 D | MedO 75 D | Medical Oxygen Generator | MedO PSA Package Dual Compressor | Nos | 842139 | 18.00 | 15058200.00 | Yes | No | No |  | finished_good | Medical Oxygen Generation Plant | Buy external | No |  |  |  | Yes | Yes | Yes |  | Gas Generated | Oxygen | Flow | 75 NM3/hr or 1250 LPM | Purity 93+3% | 93+3% | Compressor ( 2 Nos.) | Included | Dryer Included | Included | Air Tank | Included | Storage Tank | Included | Compressor Make | Kaeser/ IR/ Power Efficitent Brands | Compressor Rating | 90 KW | Power Required | 415V 50 Hz 3 Phase | Total Solution | Complete PSA Plant End to End with Dual Compressor ( 1 Working + 1 Standby)
AT • ABSSTEM Technologies LLP | MedO 90 | MedO 90 | Medical Oxygen Generator | MedO PSA Package | Nos | 842139 | 18.00 | 17960000.00 | Yes | No | No |  | finished_good | Medical Oxygen Generation Plant | Buy external | No |  |  |  | Yes | Yes | Yes |  | Gas Generated | Oxygen | Flow | 90 NM3/hr or 1500 LPM | Purity 93+3% | 93+3% | Compressor | Included | Dryer Included | Included | Air Tank | Included | Storage Tank | Included | Compressor Make | Kaeser/ IR/ Power Efficitent Brands | Compressor Rating | 110 KW | Power Required | 415V 50 Hz 3 Phase | Total Solution | Complete PSA Plant End to End
AT • ABSSTEM Technologies LLP | MedO 90 B | MedO 90 B | Medical Oxygen Generator | MedO PSA Only | Nos | 842139 | 18.00 | 12213181.00 | Yes | No | No |  | finished_good | Medical Oxygen Generation Unit | Buy external | No |  |  |  | Yes | Yes | Yes |  | Gas Generated | Oxygen | Flow | 90 NM3/hr or 1500 LPM | Purity 93+3% | 93+3% | Compressor | In Your Scope | Dryer Included | In Your Scope | Air Tank | Included | Storage Tank | Included | Compressor Rating | 110 KW | Power Required | 230V 50 Hz Single Phase | Module Option | PSA Plant Only
AT • ABSSTEM Technologies LLP | MedO 90 D | MedO 90 D | Medical Oxygen Generator | MedO PSA Package Dual Compressor | Nos | 842139 | 18.00 | 21326905.00 | Yes | No | No |  | finished_good | Medical Oxygen Generation Plant | Buy external | No |  |  |  | Yes | Yes | Yes |  | Gas Generated | Oxygen | Flow | 90 NM3/hr or 1500 LPM | Purity 93+3% | 93+3% | Compressor ( 2 Nos.) | Included | Dryer Included | Included | Air Tank | Included | Storage Tank | Included | Compressor Make | Kaeser/ IR/ Power Efficitent Brands | Compressor Rating | 110 KW | Power Required | 415V 50 Hz 3 Phase | Total Solution | Complete PSA Plant End to End with Dual Compressor ( 1 Working + 1 Standby)
AT • ABSSTEM Technologies LLP | MedO 9C | MedO 9C | Medical Oxygen Generator | MedO-C PSA Package | Nos | 842139 | 18.00 | 1920000.00 | Yes | Yes | No |  | finished_good | Medical Oxygen Generation Plant | Buy external | No |  |  |  | Yes | Yes | Yes |  | Gas Generated | Oxygen | Flow | 9 NM3/hr or 150 LPM | Purity | 93+3% | Compressor | Included | Compressed Air Dryer | Included | Air Tank | Included | Storage Tank | Included | Compressor Make | Power Efficitent Brands/Absstem Approved | Compressor Rating | 11 KW | Power Required | 415V 50 Hz 3 Phase | Total Solution | Complete medical oxygen plant end to end with IoT and Remote Monitoring
AT • ABSSTEM Technologies LLP | NSP01 | Nitrogen Recovery System 30 Nm3/hr, 65 Barg | Non Standard Project | Nitrogen Recovery System | Nos |  | 18.00 | 3400000.00 | Yes | Yes | No |  | finished_good |  | Buy external | No |  |  |  | Yes | Yes | Yes
AT • ABSSTEM Technologies LLP | NSP02 | Nitrogen Recovery System 45 Nm3/hr, 65 Barg | Non Standard Project | Nitrogen Recovery System | Nos |  | 18.00 | 3500000.00 | Yes | Yes | No |  | finished_good |  | Buy external | No |  |  |  | Yes | Yes | Yes
AT • ABSSTEM Technologies LLP | NSP03 | Nitrogen Recovery System 80 Nm3/hr,65 Barg | Non Standard Project | Nitrogen Recovery System | Nos |  | 18.00 | 1995120.00 | Yes | Yes | No |  | finished_good | Nitrogen recovery System | Buy external | No |  |  |  | Yes | Yes | Yes
AT • ABSSTEM Technologies LLP | NgenX C | NgenX C | Nitrogen Generator | nGenX | Nos |  | 18.00 | 270000.00 | Yes | No | No |  | finished_good | PSA Nitrogen Generator Module | Buy external | No |  |  |  | Yes | Yes | Yes |  | Flow | 1 Nm3/hr | Purity | 99.9% | Pressure | 5.5 Barg
AT • ABSSTEM Technologies LLP | OA1 | Scrap,Empty Drum,PVC,Blue Colour | Old Assets | Scrap | Nos | 3923 | 18.00 | 0.00 | Yes | Yes | No |  | finished_good |  | Buy external | No |  |  |  | Yes | Yes | Yes
AT • ABSSTEM Technologies LLP | OA2 | Scrap,Empty Drum,GI,Silver Colour | Old Assets | Scrap | Nos | 7310 | 18.00 | 0.00 | Yes | Yes | No |  | finished_good |  | Buy external | No |  |  |  | Yes | Yes | Yes
AT • ABSSTEM Technologies LLP | PAC1 | Shrink Roll,18",Transparent,20-25 Micron,Polyolefin, | Packing Items | Shrink Roll | Nos | 3920 | 18.00 | 0.00 | Yes | Yes | No |  | finished_good |  | Buy external | No |  |  |  | Yes | Yes | Yes
AT • ABSSTEM Technologies LLP | PAC10 | Tape,Double Side,White,1",,, | Packing Items | Tape | Nos | 391990 | 18.00 | 0.00 | Yes | Yes | No |  | finished_good |  | Buy external | No |  |  |  | Yes | Yes | Yes
AT • ABSSTEM Technologies LLP | PAC11 | Tape,Masking,Off White,2",,, | Packing Items | Tape | Nos | 391990 | 18.00 | 0.00 | Yes | Yes | No |  | finished_good |  | Buy external | No |  |  |  | Yes | Yes | Yes
AT • ABSSTEM Technologies LLP | PAC12 | Acoustic Foam,Egg Crate,3 X 2 Feet,Black,2",,,Soundproofing | Packing Items | Acoustic Foam | Nos | 3920 | 18.00 | 0.00 | Yes | Yes | No |  | finished_good |  | Buy external | No |  |  |  | Yes | Yes | Yes
AT • ABSSTEM Technologies LLP | PAC13 | Packing Strip,50 X 3 mm,Silver,1 mm,MS, | Packing Items | Packing Strip | Nos | 762690 | 18.00 | 0.00 | Yes | Yes | No |  | finished_good |  | Buy external | No |  |  |  | Yes | Yes | Yes
AT • ABSSTEM Technologies LLP | PAC14 | Packing Strip,12 X 12 mm,Silver,1 mm,MS, | Packing Items | Packing Strip | Nos | 762690 | 18.00 | 0.00 | Yes | Yes | No |  | finished_good |  | Buy external | No |  |  |  | Yes | Yes | Yes
AT • ABSSTEM Technologies LLP | PAC15 | EPE Foam,Box,1070 X 740 X 540 mm,White,50 mm,Polyethylene,Absstem-EFB01 | Packing Items | EPE Foam | Nos | 392010 | 18.00 | 0.00 | Yes | Yes | No |  | finished_good |  | Buy external | No |  |  |  | Yes | Yes | Yes
AT • ABSSTEM Technologies LLP | PAC16 | EPE Foam,Box,730 X 230 x 400 mm,White,50 mm,Polyethylene,Absstem-EFB02 | Packing Items | EPE Foam | Nos | 392010 | 18.00 | 0.00 | Yes | Yes | No |  | finished_good |  | Buy external | No |  |  |  | Yes | Yes | Yes
AT • ABSSTEM Technologies LLP | PAC17 | EPE Foam,Box,1300 X 890 X 500 mm,White,50 mm,Polyethylene,Absstem-EFB03 | Packing Items | EPE Foam | Nos | 392010 | 18.00 | 0.00 | Yes | Yes | No |  | finished_good |  | Buy external | No |  |  |  | Yes | Yes | Yes
AT • ABSSTEM Technologies LLP | PAC18 | EPE Foam,Box,1110 X 280 X 655 mm,White,50 mm,Polyethylene,Absstem-EFB04 | Packing Items | EPE Foam | Nos | 392010 | 18.00 | 0.00 | Yes | Yes | No |  | finished_good |  | Buy external | No |  |  |  | Yes | Yes | Yes
AT • ABSSTEM Technologies LLP | PAC19 | EPE Foam,Roll,80 X 1.5 Mtr,White,5 mm,Polyethylene, | Packing Items | EPE Foam | Nos | 392010 | 18.00 | 0.00 | Yes | Yes | No |  | finished_good |  | Buy external | No |  |  |  | Yes | Yes | Yes
AT • ABSSTEM Technologies LLP | PAC2 | Shrink Roll,6",Transparent,20-25 Micron,Polyolefin, | Packing Items | Shrink Roll | Nos | 3920 | 18.00 | 0.00 | Yes | Yes | No |  | finished_good |  | Buy external | No |  |  |  | Yes | Yes | Yes
AT • ABSSTEM Technologies LLP | PAC20 | EPE Foam,Roll,80 X 1.5 Mtr,White,10 mm,Polyethylene, | Packing Items | EPE Foam | Nos | 392010 | 18.00 | 0.00 | Yes | Yes | No |  | finished_good |  | Buy external | No |  |  |  | Yes | Yes | Yes
AT • ABSSTEM Technologies LLP | PAC21 | Corrugated Box ,701 X 570 X 415 mm,,Cardboard,Absstem-CB01 | Packing Items | Corrugated Box | Nos | 4819 | 18.00 | 0.00 | Yes | Yes | No |  | finished_good |  | Buy external | No |  |  |  | Yes | Yes | Yes
AT • ABSSTEM Technologies LLP | PAC22 | Corrugated Box ,440 X 330 X 240 mm,,Cardboard,Absstem-CB02 | Packing Items | Corrugated Box | Nos | 4819 | 18.00 | 0.00 | Yes | Yes | No |  | finished_good |  | Buy external | No |  |  |  | Yes | Yes | Yes
AT • ABSSTEM Technologies LLP | PAC23 | Corrugated Box ,310 X 150 X 75 mm,,Cardboard,Absstem-CB03 | Packing Items | Corrugated Box | Nos | 4819 | 18.00 | 0.00 | Yes | Yes | No |  | finished_good |  | Buy external | No |  |  |  | Yes | Yes | Yes
AT • ABSSTEM Technologies LLP | PAC24 | Bubble Roll,100 X 1 Mtr,Transaprent,,Polyolefin, | Packing Items | Bubble Roll | Nos | 3920 | 18.00 | 0.00 | Yes | Yes | No |  | finished_good |  | Buy external | No |  |  |  | Yes | Yes | Yes
AT • ABSSTEM Technologies LLP | PAC25 | Name Plate,120 X 60 mm,1 mm,SS,Absstem-NP01,Industrial Project | Packing Items | Name Plate | Nos | 83100090 | 18.00 | 0.00 | Yes | Yes | No |  | finished_good |  | Buy external | No |  |  |  | Yes | Yes | Yes
AT • ABSSTEM Technologies LLP | PAC26 | Name Plate,120 X 60 mm,1 mm,SS,Absstem-NP02,Pressure Vessel | Packing Items | Name Plate | Nos | 83100090 | 18.00 | 0.00 | Yes | Yes | No |  | finished_good |  | Buy external | No |  |  |  | Yes | Yes | Yes
AT • ABSSTEM Technologies LLP | PAC27 | Name Plate,120 X 60 mm,1 mm,SS,Absstem-NP03,Medical Project | Packing Items | Name Plate | Nos | 83100090 | 18.00 | 0.00 | Yes | Yes | No |  | finished_good |  | Buy external | No |  |  |  | Yes | Yes | Yes
AT • ABSSTEM Technologies LLP | PAC28 | Name Plate,600 X 400 mm,1 mm,SS,Absstem-NP04,Medical Project | Packing Items | Name Plate | Nos | 83100090 | 18.00 | 0.00 | Yes | Yes | No |  | finished_good |  | Buy external | No |  |  |  | Yes | Yes | Yes
AT • ABSSTEM Technologies LLP | PAC29 | Shrink Roll,700 mm,Blue,20-25 Micron,Polyolefin, | Packing Items | Shrink Roll | Nos | 3920 | 18.00 | 0.00 | Yes | Yes | No |  | finished_good |  | Buy external | No |  |  |  | Yes | Yes | Yes
AT • ABSSTEM Technologies LLP | PAC3 | Shrink Roll,24",Transparent,20-25 Micron,Polyolefin, | Packing Items | Shrink Roll | Nos | 3920 | 18.00 | 0.00 | Yes | Yes | No |  | finished_good |  | Buy external | No |  |  |  | Yes | Yes | Yes
AT • ABSSTEM Technologies LLP | PAC30 | Cable Tie,12",White,,PVC, | Packing Items | Cable Tie | Nos | 39269099 | 18.00 | 0.00 | Yes | Yes | No |  | finished_good |  | Buy external | No |  |  |  | Yes | Yes | Yes
AT • ABSSTEM Technologies LLP | PAC31 | Cable Tie,8",White,,PVC, | Packing Items | Cable Tie | Nos | 39269099 | 18.00 | 0.00 | Yes | Yes | No |  | finished_good |  | Buy external | No |  |  |  | Yes | Yes | Yes
AT • ABSSTEM Technologies LLP | PAC32 | Cable Tie,6",White,,PVC, | Packing Items | Cable Tie | Nos | 39269099 | 18.00 | 0.00 | Yes | Yes | No |  | finished_good |  | Buy external | No |  |  |  | Yes | Yes | Yes
AT • ABSSTEM Technologies LLP | PAC33 | Tape,Transparent,,2",,, | Packing Items | Tape | Nos | 391990 | 18.00 | 0.00 | Yes | Yes | No |  | finished_good |  | Buy external | No |  |  |  | Yes | Yes | Yes
AT • ABSSTEM Technologies LLP | PAC34 | Tape,Transparent,,1.5",,, | Packing Items | Tape | Nos | 391990 | 18.00 | 0.00 | Yes | Yes | No |  | finished_good |  | Buy external | No |  |  |  | Yes | Yes | Yes
AT • ABSSTEM Technologies LLP | PAC35 | Tape,Brown,,2",,, | Packing Items | Tape | Nos | 391990 | 18.00 | 0.00 | Yes | Yes | No |  | finished_good |  | Buy external | No |  |  |  | Yes | Yes | Yes
AT • ABSSTEM Technologies LLP | PAC36 | Cable Tie,12",Black,1 mm,SS,Subha Engg. | Packing Items | Cable Tie | Nos | 39269099 | 18.00 | 0.00 | Yes | Yes | No |  | finished_good |  | Buy external | No |  |  |  | Yes | Yes | Yes
AT • ABSSTEM Technologies LLP | PAC37 | EPE Foam,Box,1110 X 1100 X 2000 mm,White,50 mm,Polyethylene,Absstem-EFB05 | Packing Items | EPE Foam | Nos | 392010 | 18.00 | 0.00 | Yes | Yes | No |  | finished_good |  | Buy external | No |  |  |  | Yes | Yes | Yes
AT • ABSSTEM Technologies LLP | PAC4 | Tape,Absstem Print,Transparent,2",,, | Packing Items | Tape | Nos | 391990 | 18.00 | 0.00 | Yes | Yes | No |  | finished_good |  | Buy external | No |  |  |  | Yes | Yes | Yes
AT • ABSSTEM Technologies LLP | PAC5 | Tape,Filament Tape,,2",,, | Packing Items | Tape | Nos | 391990 | 18.00 | 0.00 | Yes | Yes | No |  | finished_good |  | Buy external | No |  |  |  | Yes | Yes | Yes
AT • ABSSTEM Technologies LLP | PAC6 | Tape,Transparent,,3",,, | Packing Items | Tape | Nos | 391990 | 18.00 | 0.00 | Yes | Yes | No |  | finished_good |  | Buy external | No |  |  |  | Yes | Yes | Yes
AT • ABSSTEM Technologies LLP | PAC7 | Tape,Floor Marking,Yellow, Black,3",,, | Packing Items | Tape | Nos | 391990 | 18.00 | 0.00 | Yes | Yes | No |  | finished_good |  | Buy external | No |  |  |  | Yes | Yes | Yes
AT • ABSSTEM Technologies LLP | PAC8 | Tape,Nitrile,,1",,, | Packing Items | Tape | Nos | 391990 | 18.00 | 0.00 | Yes | Yes | No |  | finished_good |  | Buy external | No |  |  |  | Yes | Yes | Yes
AT • ABSSTEM Technologies LLP | PAC9 | Tape,Insulation,,,,, | Packing Items | Tape | Nos | 391990 | 18.00 | 0.00 | Yes | Yes | No |  | finished_good |  | Buy external | No |  |  |  | Yes | Yes | Yes
AT • ABSSTEM Technologies LLP | PAI1 | Paint,Epoxy Finish,Berger,EPILUX-44,White | Painting Items - Bulk | Paint | Nos | 320910 | 18.00 | 0.00 | Yes | Yes | No |  | finished_good |  | Buy external | No |  |  |  | Yes | Yes | Yes
AT • ABSSTEM Technologies LLP | PAI10 | Thinner,Epoxy,Nerolac, | Painting Items - Bulk | Thinner | Nos | 381400 | 18.00 | 0.00 | Yes | Yes | No |  | finished_good |  | Buy external | No |  |  |  | Yes | Yes | Yes
AT • ABSSTEM Technologies LLP | PAI11 | Thinner,PU,Nerolac, | Painting Items - Bulk | Thinner | Nos | 381400 | 18.00 | 0.00 | Yes | Yes | No |  | finished_good |  | Buy external | No |  |  |  | Yes | Yes | Yes
AT • ABSSTEM Technologies LLP | PAI12 | Paint Remover,,, | Painting Items - Bulk | Paint Remover | Nos | 381400 | 18.00 | 0.00 | Yes | Yes | No |  | finished_good |  | Buy external | No |  |  |  | Yes | Yes | Yes
AT • ABSSTEM Technologies LLP | PAI13 | Putty,Acrylic wall,Asian,,Matel | Painting Items - Bulk | Putty | Nos | 3214 | 18.00 | 0.00 | Yes | Yes | No |  | finished_good |  | Buy external | No |  |  |  | Yes | Yes | Yes
AT • ABSSTEM Technologies LLP | PAI14 | Paint Accessories,Spray Gun,, | Painting Items | Paint Accessories | Nos | 8424 | 18.00 | 0.00 | Yes | Yes | No |  | finished_good |  | Buy external | No |  |  |  | Yes | Yes | Yes
AT • ABSSTEM Technologies LLP | PAI15 | Primer,Neropoxy,Gray,Nerolac,3842 ZP | Painting Items - Bulk | Primer | Nos | 320890 | 18.00 | 0.00 | Yes | Yes | No |  | finished_good |  | Buy external | No |  |  |  | Yes | Yes | Yes
AT • ABSSTEM Technologies LLP | PAI16 | Putty,Polyster,Wanda,Light Beige Colour, | Painting Items - Bulk | Putty | Nos | 3214 | 18.00 | 0.00 | Yes | Yes | No |  | finished_good |  | Buy external | No |  |  |  | Yes | Yes | Yes
AT • ABSSTEM Technologies LLP | PAI17 | Paint,Spray,,,Silver | Painting Items | Paint | Nos | 320910 | 18.00 | 0.00 | Yes | Yes | No |  | finished_good |  | Buy external | No |  |  |  | Yes | Yes | Yes
AT • ABSSTEM Technologies LLP | PAI18 | Paint Accessories,Dust/Paint Arrester Filter (900 × 950 × 100 mm),,Fiber | Painting Items | Paint Accessories | Nos | 8421 | 18.00 | 0.00 | Yes | Yes | No |  | finished_good |  | Buy external | No |  |  |  | Yes | Yes | Yes
AT • ABSSTEM Technologies LLP | PAI2 | Paint,Power,HCPL- Stain PP,PS-1358,Traffic White | Painting Items | Paint | Nos | 320910 | 18.00 | 0.00 | Yes | Yes | No |  | finished_good |  | Buy external | No |  |  |  | Yes | Yes | Yes
AT • ABSSTEM Technologies LLP | PAI3 | Paint,PU,Kansai Nerolac-460 GL,RAL-9016,Glossy White | Painting Items | Paint | Nos | 320910 | 18.00 | 0.00 | Yes | Yes | No |  | finished_good |  | Buy external | No |  |  |  | Yes | Yes | Yes
AT • ABSSTEM Technologies LLP | PAI4 | Paint,Spray,,,Glossy White | Painting Items | Paint | Nos | 320910 | 18.00 | 0.00 | Yes | Yes | No |  | finished_good |  | Buy external | No |  |  |  | Yes | Yes | Yes
AT • ABSSTEM Technologies LLP | PAI5 | Paint,Spray,,,Traffic White | Painting Items | Paint | Nos | 320910 | 18.00 | 0.00 | Yes | Yes | No |  | finished_good |  | Buy external | No |  |  |  | Yes | Yes | Yes
AT • ABSSTEM Technologies LLP | PAI6 | Paint,Spray,,,National Green | Painting Items | Paint | Nos | 320910 | 18.00 | 0.00 | Yes | Yes | No |  | finished_good |  | Buy external | No |  |  |  | Yes | Yes | Yes
AT • ABSSTEM Technologies LLP | PAI7 | Paint,Spray,,,Glossy Black | Painting Items | Paint | Nos | 320910 | 18.00 | 0.00 | Yes | Yes | No |  | finished_good |  | Buy external | No |  |  |  | Yes | Yes | Yes
AT • ABSSTEM Technologies LLP | PAI8 | Paint,Spray,,,Matt Black | Painting Items | Paint | Nos | 320910 | 18.00 | 0.00 | Yes | Yes | No |  | finished_good |  | Buy external | No |  |  |  | Yes | Yes | Yes
AT • ABSSTEM Technologies LLP | PAI9 | Thinner,Epoxy,Berger,844 EP-4-5 | Painting Items - Bulk | Thinner | Nos | 381400 | 18.00 | 0.00 | Yes | Yes | No |  | finished_good |  | Buy external | No |  |  |  | Yes | Yes | Yes
AT • ABSSTEM Technologies LLP | PF1 | Hex Nipple,1/4",Brass,PBI,0-10 Barg,100° C,Male-PT | Piping and Fittings | Hex Nipple | Nos | 7307 | 18.00 | 0.00 | Yes | Yes | No |  | finished_good |  | Buy external | No |  |  |  | Yes | Yes | Yes
AT • ABSSTEM Technologies LLP | PF10 | Hex Nipple,3",Brass,PBI,0-10 Barg,100° C,Male-PT | Piping and Fittings | Hex Nipple | Nos | 7307 | 18.00 | 0.00 | Yes | Yes | No |  | finished_good |  | Buy external | No |  |  |  | Yes | Yes | Yes
AT • ABSSTEM Technologies LLP | PF100 | Equal Elbow,3",SS-316,Atam,0-10 Barg,100° C,Female-NPT | Piping and Fittings | Equal Elbow | Nos | 848790 | 18.00 | 0.00 | Yes | Yes | No |  | finished_good |  | Buy external | No |  |  |  | Yes | Yes | Yes
AT • ABSSTEM Technologies LLP | PF101 | Equal Elbow,1/4",GI,,0-10 Barg,100° C,Female-PT | Piping and Fittings | Equal Elbow | Nos | 848790 | 18.00 | 0.00 | Yes | Yes | No |  | finished_good |  | Buy external | No |  |  |  | Yes | Yes | Yes
AT • ABSSTEM Technologies LLP | PF102 | Equal Elbow,1/8",GI,,0-10 Barg,100° C,Female-PT | Piping and Fittings | Equal Elbow | Nos | 848790 | 18.00 | 0.00 | Yes | Yes | No |  | finished_good |  | Buy external | No |  |  |  | Yes | Yes | Yes
AT • ABSSTEM Technologies LLP | PF103 | Equal Elbow,3/8",GI,,0-10 Barg,100° C,Female-PT | Piping and Fittings | Equal Elbow | Nos | 848790 | 18.00 | 0.00 | Yes | Yes | No |  | finished_good |  | Buy external | No |  |  |  | Yes | Yes | Yes
AT • ABSSTEM Technologies LLP | PF104 | Equal Elbow,3/4",GI,,0-10 Barg,100° C,Female-PT | Piping and Fittings | Equal Elbow | Nos | 848790 | 18.00 | 0.00 | Yes | Yes | No |  | finished_good |  | Buy external | No |  |  |  | Yes | Yes | Yes
AT • ABSSTEM Technologies LLP | PF105 | Equal Elbow,1",GI,,0-10 Barg,100° C,Female-PT | Piping and Fittings | Equal Elbow | Nos | 848790 | 18.00 | 0.00 | Yes | Yes | No |  | finished_good |  | Buy external | No |  |  |  | Yes | Yes | Yes
AT • ABSSTEM Technologies LLP | PF106 | Equal Elbow,1.25",GI,,0-10 Barg,100° C,Female-PT | Piping and Fittings | Equal Elbow | Nos | 848790 | 18.00 | 0.00 | Yes | Yes | No |  | finished_good |  | Buy external | No |  |  |  | Yes | Yes | Yes
AT • ABSSTEM Technologies LLP | PF107 | Equal Elbow,1.5",GI,,0-10 Barg,100° C,Female-PT | Piping and Fittings | Equal Elbow | Nos | 848790 | 18.00 | 0.00 | Yes | Yes | No |  | finished_good |  | Buy external | No |  |  |  | Yes | Yes | Yes
AT • ABSSTEM Technologies LLP | PF108 | Equal Elbow,2",GI,,0-10 Barg,100° C,Female-PT | Piping and Fittings | Equal Elbow | Nos | 848790 | 18.00 | 0.00 | Yes | Yes | No |  | finished_good |  | Buy external | No |  |  |  | Yes | Yes | Yes
AT • ABSSTEM Technologies LLP | PF109 | Equal Elbow,2.5",GI,,0-10 Barg,100° C,Female-PT | Piping and Fittings | Equal Elbow | Nos | 848790 | 18.00 | 0.00 | Yes | Yes | No |  | finished_good |  | Buy external | No |  |  |  | Yes | Yes | Yes
AT • ABSSTEM Technologies LLP | PF11 | Hex Nipple,1/4",MS,,0-10 Barg,100° C,Male-NPT | Piping and Fittings | Hex Nipple | Nos | 7307 | 18.00 | 0.00 | Yes | Yes | No |  | finished_good |  | Buy external | No |  |  |  | Yes | Yes | Yes
AT • ABSSTEM Technologies LLP | PF110 | Equal Elbow,3",GI,,0-10 Barg,100° C,Female-PT | Piping and Fittings | Equal Elbow | Nos | 848790 | 18.00 | 0.00 | Yes | Yes | No |  | finished_good |  | Buy external | No |  |  |  | Yes | Yes | Yes
AT • ABSSTEM Technologies LLP | PF111 | Equal Elbow,1/4",CS,,0-10 Barg,100° C,Female-PT | Piping and Fittings | Equal Elbow | Nos | 848790 | 18.00 | 0.00 | Yes | Yes | No |  | finished_good |  | Buy external | No |  |  |  | Yes | Yes | Yes
AT • ABSSTEM Technologies LLP | PF112 | Equal Elbow,1/8",CS,,0-10 Barg,100° C,Female-PT | Piping and Fittings | Equal Elbow | Nos | 848790 | 18.00 | 0.00 | Yes | Yes | No |  | finished_good |  | Buy external | No |  |  |  | Yes | Yes | Yes
AT • ABSSTEM Technologies LLP | PF113 | Equal Elbow,3/8",CS,,0-10 Barg,100° C,Female-PT | Piping and Fittings | Equal Elbow | Nos | 848790 | 18.00 | 0.00 | Yes | Yes | No |  | finished_good |  | Buy external | No |  |  |  | Yes | Yes | Yes
AT • ABSSTEM Technologies LLP | PF114 | Equal Elbow,3/4",CS,,0-10 Barg,100° C,Female-PT | Piping and Fittings | Equal Elbow | Nos | 848790 | 18.00 | 0.00 | Yes | Yes | No |  | finished_good |  | Buy external | No |  |  |  | Yes | Yes | Yes
AT • ABSSTEM Technologies LLP | PF115 | Equal Elbow,1",CS,,0-10 Barg,100° C,Female-PT | Piping and Fittings | Equal Elbow | Nos | 848790 | 18.00 | 0.00 | Yes | Yes | No |  | finished_good |  | Buy external | No |  |  |  | Yes | Yes | Yes
AT • ABSSTEM Technologies LLP | PF116 | Equal Elbow,1.25",CS,,0-10 Barg,100° C,Female-PT | Piping and Fittings | Equal Elbow | Nos | 848790 | 18.00 | 0.00 | Yes | Yes | No |  | finished_good |  | Buy external | No |  |  |  | Yes | Yes | Yes
AT • ABSSTEM Technologies LLP | PF117 | Equal Elbow,1.5",CS,,0-10 Barg,100° C,Female-PT | Piping and Fittings | Equal Elbow | Nos | 848790 | 18.00 | 0.00 | Yes | Yes | No |  | finished_good |  | Buy external | No |  |  |  | Yes | Yes | Yes
AT • ABSSTEM Technologies LLP | PF118 | Equal Elbow,2",CS,,0-10 Barg,100° C,Female-PT | Piping and Fittings | Equal Elbow | Nos | 848790 | 18.00 | 0.00 | Yes | Yes | No |  | finished_good |  | Buy external | No |  |  |  | Yes | Yes | Yes
AT • ABSSTEM Technologies LLP | PF119 | Equal Elbow,2.5",CS,,0-10 Barg,100° C,Female-PT | Piping and Fittings | Equal Elbow | Nos | 848790 | 18.00 | 0.00 | Yes | Yes | No |  | finished_good |  | Buy external | No |  |  |  | Yes | Yes | Yes
AT • ABSSTEM Technologies LLP | PF12 | Hex Nipple,1/8",MS,,0-10 Barg,100° C,Male-NPT | Piping and Fittings | Hex Nipple | Nos | 7307 | 18.00 | 0.00 | Yes | Yes | No |  | finished_good |  | Buy external | No |  |  |  | Yes | Yes | Yes
AT • ABSSTEM Technologies LLP | PF120 | Equal Elbow,3",CS,,0-10 Barg,100° C,Female-PT | Piping and Fittings | Equal Elbow | Nos | 848790 | 18.00 | 0.00 | Yes | Yes | No |  | finished_good |  | Buy external | No |  |  |  | Yes | Yes | Yes
AT • ABSSTEM Technologies LLP | PF121 | Equal Elbow,1/2",Composite,Jindal,0-16 Barg, (-20°C to 60°C),Pipe Connector | Piping and Fittings | Equal Elbow | Nos | 7307 | 18.00 | 0.00 | Yes | Yes | No |  | finished_good |  | Buy external | No |  |  |  | Yes | Yes | Yes
AT • ABSSTEM Technologies LLP | PF122 | Equal Elbow,3/4",Composite,Jindal,0-16 Barg, (-20°C to 60°C),Pipe Connector | Piping and Fittings | Equal Elbow | Nos | 7307 | 18.00 | 0.00 | Yes | Yes | No |  | finished_good |  | Buy external | No |  |  |  | Yes | Yes | Yes
AT • ABSSTEM Technologies LLP | PF123 | Equal Elbow,1",Composite,Jindal,0-16 Barg, (-20°C to 60°C),Pipe Connector | Piping and Fittings | Equal Elbow | Nos | 7307 | 18.00 | 0.00 | Yes | Yes | No |  | finished_good |  | Buy external | No |  |  |  | Yes | Yes | Yes
AT • ABSSTEM Technologies LLP | PF124 | Equal Elbow,1.25",Composite,Jindal,0-16 Barg, (-20°C to 60°C),Pipe Connector | Piping and Fittings | Equal Elbow | Nos | 7307 | 18.00 | 0.00 | Yes | Yes | No |  | finished_good |  | Buy external | No |  |  |  | Yes | Yes | Yes
AT • ABSSTEM Technologies LLP | PF125 | Equal Elbow,1.5",Composite,Jindal,0-16 Barg, (-20°C to 60°C),Pipe Connector | Piping and Fittings | Equal Elbow | Nos | 7307 | 18.00 | 0.00 | Yes | Yes | No |  | finished_good |  | Buy external | No |  |  |  | Yes | Yes | Yes
AT • ABSSTEM Technologies LLP | PF126 | Equal Elbow,2",Composite,Jindal,0-16 Barg, (-20°C to 60°C),Pipe Connector | Piping and Fittings | Equal Elbow | Nos | 7307 | 18.00 | 0.00 | Yes | Yes | No |  | finished_good |  | Buy external | No |  |  |  | Yes | Yes | Yes
AT • ABSSTEM Technologies LLP | PF127 | Equal Elbow,1/4",MS,Forged,0-10 Barg,100° C,Pipe Weding | Piping and Fittings | Equal Elbow | Nos | 848790 | 18.00 | 0.00 | Yes | Yes | No |  | finished_good |  | Buy external | No |  |  |  | Yes | Yes | Yes
AT • ABSSTEM Technologies LLP | PF128 | Equal Elbow,1/2",MS,Forged,0-10 Barg,100° C,Pipe Weding | Piping and Fittings | Equal Elbow | Nos | 848790 | 18.00 | 0.00 | Yes | Yes | No |  | finished_good |  | Buy external | No |  |  |  | Yes | Yes | Yes
AT • ABSSTEM Technologies LLP | PF129 | Equal Elbow,3/4",MS,Forged,0-10 Barg,100° C,Pipe Weding | Piping and Fittings | Equal Elbow | Nos | 848790 | 18.00 | 0.00 | Yes | Yes | No |  | finished_good |  | Buy external | No |  |  |  | Yes | Yes | Yes
AT • ABSSTEM Technologies LLP | PF13 | Hex Nipple,3/8",MS,,0-10 Barg,100° C,Male-NPT | Piping and Fittings | Hex Nipple | Nos | 7307 | 18.00 | 0.00 | Yes | Yes | No |  | finished_good |  | Buy external | No |  |  |  | Yes | Yes | Yes
AT • ABSSTEM Technologies LLP | PF130 | Equal Elbow,1",MS,Forged,0-10 Barg,100° C,Pipe Weding | Piping and Fittings | Equal Elbow | Nos | 848790 | 18.00 | 0.00 | Yes | Yes | No |  | finished_good |  | Buy external | No |  |  |  | Yes | Yes | Yes
AT • ABSSTEM Technologies LLP | PF131 | Equal Elbow,1.5",MS,Forged,0-10 Barg,100° C,Pipe Weding | Piping and Fittings | Equal Elbow | Nos | 848790 | 18.00 | 0.00 | Yes | Yes | No |  | finished_good |  | Buy external | No |  |  |  | Yes | Yes | Yes
AT • ABSSTEM Technologies LLP | PF132 | Equal Elbow,2",MS,Forged,0-10 Barg,100° C,Pipe Weding | Piping and Fittings | Equal Elbow | Nos | 848790 | 18.00 | 0.00 | Yes | Yes | No |  | finished_good |  | Buy external | No |  |  |  | Yes | Yes | Yes
AT • ABSSTEM Technologies LLP | PF133 | Equal Elbow,2.5",MS,Forged,0-10 Barg,100° C,Pipe Weding | Piping and Fittings | Equal Elbow | Nos | 848790 | 18.00 | 0.00 | Yes | Yes | No |  | finished_good |  | Buy external | No |  |  |  | Yes | Yes | Yes
AT • ABSSTEM Technologies LLP | PF134 | Equal Elbow,3",MS,Forged,0-10 Barg,100° C,Pipe Weding | Piping and Fittings | Equal Elbow | Nos | 848790 | 18.00 | 0.00 | Yes | Yes | No |  | finished_good |  | Buy external | No |  |  |  | Yes | Yes | Yes
AT • ABSSTEM Technologies LLP | PF135 | Equal Elbow,1/4",SS-304,Forged,0-10 Barg,100° C,Pipe Weding | Piping and Fittings | Equal Elbow | Nos | 848790 | 18.00 | 0.00 | Yes | Yes | No |  | finished_good |  | Buy external | No |  |  |  | Yes | Yes | Yes
AT • ABSSTEM Technologies LLP | PF136 | Equal Elbow,1/2",SS-304,Forged,0-10 Barg,100° C,Pipe Weding | Piping and Fittings | Equal Elbow | Nos | 848790 | 18.00 | 0.00 | Yes | Yes | No |  | finished_good |  | Buy external | No |  |  |  | Yes | Yes | Yes
AT • ABSSTEM Technologies LLP | PF137 | Equal Elbow,3/4",SS-304,Forged,0-10 Barg,100° C,Pipe Weding | Piping and Fittings | Equal Elbow | Nos | 848790 | 18.00 | 0.00 | Yes | Yes | No |  | finished_good |  | Buy external | No |  |  |  | Yes | Yes | Yes
AT • ABSSTEM Technologies LLP | PF138 | Equal Elbow,1",SS-304,Forged,0-10 Barg,100° C,Pipe Weding | Piping and Fittings | Equal Elbow | Nos | 848790 | 18.00 | 0.00 | Yes | Yes | No |  | finished_good |  | Buy external | No |  |  |  | Yes | Yes | Yes
AT • ABSSTEM Technologies LLP | PF139 | Equal Elbow,1.5",SS-304,Forged,0-10 Barg,100° C,Pipe Weding | Piping and Fittings | Equal Elbow | Nos | 848790 | 18.00 | 0.00 | Yes | Yes | No |  | finished_good |  | Buy external | No |  |  |  | Yes | Yes | Yes
AT • ABSSTEM Technologies LLP | PF14 | Hex Nipple,3/4",MS,,0-10 Barg,100° C,Male-NPT | Piping and Fittings | Hex Nipple | Nos | 7307 | 18.00 | 0.00 | Yes | Yes | No |  | finished_good |  | Buy external | No |  |  |  | Yes | Yes | Yes
AT • ABSSTEM Technologies LLP | PF140 | Equal Elbow,2",SS-304,Forged,0-10 Barg,100° C,Pipe Weding | Piping and Fittings | Equal Elbow | Nos | 848790 | 18.00 | 0.00 | Yes | Yes | No |  | finished_good |  | Buy external | No |  |  |  | Yes | Yes | Yes
AT • ABSSTEM Technologies LLP | PF141 | Equal Elbow,2.5",SS-304,Forged,0-10 Barg,100° C,Pipe Weding | Piping and Fittings | Equal Elbow | Nos | 848790 | 18.00 | 0.00 | Yes | Yes | No |  | finished_good |  | Buy external | No |  |  |  | Yes | Yes | Yes
AT • ABSSTEM Technologies LLP | PF142 | Equal Elbow,3",SS-304,Forged,0-10 Barg,100° C,Pipe Weding | Piping and Fittings | Equal Elbow | Nos | 848790 | 18.00 | 0.00 | Yes | Yes | No |  | finished_good |  | Buy external | No |  |  |  | Yes | Yes | Yes
AT • ABSSTEM Technologies LLP | PF143 | Pipe Connector,1/2",Composite,Jindal,0-16 Barg, (-20°C to 60°C),BSPM X Pipe | Piping and Fittings | Pipe Connector | Nos | 7307 | 18.00 | 0.00 | Yes | Yes | No |  | finished_good |  | Buy external | No |  |  |  | Yes | Yes | Yes
AT • ABSSTEM Technologies LLP | PF144 | Pipe Connector,3/4",Composite,Jindal,0-16 Barg, (-20°C to 60°C),BSPM X Pipe | Piping and Fittings | Pipe Connector | Nos | 7307 | 18.00 | 0.00 | Yes | Yes | No |  | finished_good |  | Buy external | No |  |  |  | Yes | Yes | Yes
AT • ABSSTEM Technologies LLP | PF145 | Pipe Connector,1",Composite,Jindal,0-16 Barg, (-20°C to 60°C),BSPM X Pipe | Piping and Fittings | Pipe Connector | Nos | 7307 | 18.00 | 0.00 | Yes | Yes | No |  | finished_good |  | Buy external | No |  |  |  | Yes | Yes | Yes
AT • ABSSTEM Technologies LLP | PF146 | Pipe Connector,1.25",Composite,Jindal,0-16 Barg, (-20°C to 60°C),BSPM X Pipe | Piping and Fittings | Pipe Connector | Nos | 7307 | 18.00 | 0.00 | Yes | Yes | No |  | finished_good |  | Buy external | No |  |  |  | Yes | Yes | Yes
AT • ABSSTEM Technologies LLP | PF147 | Pipe Connector,1.5",Composite,Jindal,0-16 Barg, (-20°C to 60°C),BSPM X Pipe | Piping and Fittings | Pipe Connector | Nos | 7307 | 18.00 | 0.00 | Yes | Yes | No |  | finished_good |  | Buy external | No |  |  |  | Yes | Yes | Yes
AT • ABSSTEM Technologies LLP | PF148 | Pipe Connector,2",Composite,Jindal,0-16 Barg, (-20°C to 60°C),BSPM X Pipe | Piping and Fittings | Pipe Connector | Nos | 7307 | 18.00 | 0.00 | Yes | Yes | No |  | finished_good |  | Buy external | No |  |  |  | Yes | Yes | Yes
AT • ABSSTEM Technologies LLP | PF149 | Equal Socket,1/4",Brass,PBI,0-10 Barg,100° C,Female-PT | Piping and Fittings | Socket | Nos | 7412 | 18.00 | 0.00 | Yes | Yes | No |  | finished_good |  | Buy external | No |  |  |  | Yes | Yes | Yes
AT • ABSSTEM Technologies LLP | PF15 | Hex Nipple,1",MS,,0-10 Barg,100° C,Male-NPT | Piping and Fittings | Hex Nipple | Nos | 7307 | 18.00 | 0.00 | Yes | Yes | No |  | finished_good |  | Buy external | No |  |  |  | Yes | Yes | Yes
AT • ABSSTEM Technologies LLP | PF150 | Equal Socket,1/8",Brass,PBI,0-10 Barg,100° C,Female-PT | Piping and Fittings | Socket | Nos | 7412 | 18.00 | 0.00 | Yes | Yes | No |  | finished_good |  | Buy external | No |  |  |  | Yes | Yes | Yes
AT • ABSSTEM Technologies LLP | PF151 | Equal Socket,3/8",Brass,PBI,0-10 Barg,100° C,Female-PT | Piping and Fittings | Socket | Nos | 7412 | 18.00 | 0.00 | Yes | Yes | No |  | finished_good |  | Buy external | No |  |  |  | Yes | Yes | Yes
AT • ABSSTEM Technologies LLP | PF152 | Equal Socket,3/4",Brass,PBI,0-10 Barg,100° C,Female-PT | Piping and Fittings | Socket | Nos | 7412 | 18.00 | 0.00 | Yes | Yes | No |  | finished_good |  | Buy external | No |  |  |  | Yes | Yes | Yes
AT • ABSSTEM Technologies LLP | PF153 | Equal Socket,1",Brass,PBI,0-10 Barg,100° C,Female-PT | Piping and Fittings | Socket | Nos | 7412 | 18.00 | 0.00 | Yes | Yes | No |  | finished_good |  | Buy external | No |  |  |  | Yes | Yes | Yes
AT • ABSSTEM Technologies LLP | PF154 | Equal Socket,1/4",SS-304,Atam,0-10 Barg,100° C,Female-PT | Piping and Fittings | Socket | Nos | 7412 | 18.00 | 0.00 | Yes | Yes | No |  | finished_good |  | Buy external | No |  |  |  | Yes | Yes | Yes
AT • ABSSTEM Technologies LLP | PF155 | Equal Socket,1/8",SS-304,Atam,0-10 Barg,100° C,Female-PT | Piping and Fittings | Socket | Nos | 7412 | 18.00 | 0.00 | Yes | Yes | No |  | finished_good |  | Buy external | No |  |  |  | Yes | Yes | Yes
AT • ABSSTEM Technologies LLP | PF156 | Equal Socket,3/8",SS-304,Atam,0-10 Barg,100° C,Female-PT | Piping and Fittings | Socket | Nos | 7412 | 18.00 | 0.00 | Yes | Yes | No |  | finished_good |  | Buy external | No |  |  |  | Yes | Yes | Yes
AT • ABSSTEM Technologies LLP | PF157 | Equal Socket,3/4",SS-304,Atam,0-10 Barg,100° C,Female-PT | Piping and Fittings | Socket | Nos | 7412 | 18.00 | 0.00 | Yes | Yes | No |  | finished_good |  | Buy external | No |  |  |  | Yes | Yes | Yes
AT • ABSSTEM Technologies LLP | PF158 | Equal Socket,1",SS-304,Atam,0-10 Barg,100° C,Female-PT | Piping and Fittings | Socket | Nos | 7412 | 18.00 | 0.00 | Yes | Yes | No |  | finished_good |  | Buy external | No |  |  |  | Yes | Yes | Yes
AT • ABSSTEM Technologies LLP | PF159 | Equal Socket,1.25",SS-304,Atam,0-10 Barg,100° C,Female-PT | Piping and Fittings | Socket | Nos | 7412 | 18.00 | 0.00 | Yes | Yes | No |  | finished_good |  | Buy external | No |  |  |  | Yes | Yes | Yes
AT • ABSSTEM Technologies LLP | PF16 | Hex Nipple,1.25",MS,,0-10 Barg,100° C,Male-NPT | Piping and Fittings | Hex Nipple | Nos | 7307 | 18.00 | 0.00 | Yes | Yes | No |  | finished_good |  | Buy external | No |  |  |  | Yes | Yes | Yes
AT • ABSSTEM Technologies LLP | PF160 | Equal Socket,1.5",SS-304,Atam,0-10 Barg,100° C,Female-PT | Piping and Fittings | Socket | Nos | 7412 | 18.00 | 0.00 | Yes | Yes | No |  | finished_good |  | Buy external | No |  |  |  | Yes | Yes | Yes
AT • ABSSTEM Technologies LLP | PF161 | Equal Socket,2",SS-304,Atam,0-10 Barg,100° C,Female-PT | Piping and Fittings | Socket | Nos | 7412 | 18.00 | 0.00 | Yes | Yes | No |  | finished_good |  | Buy external | No |  |  |  | Yes | Yes | Yes
AT • ABSSTEM Technologies LLP | PF162 | Equal Socket,2.5",SS-304,Atam,0-10 Barg,100° C,Female-PT | Piping and Fittings | Socket | Nos | 7412 | 18.00 | 0.00 | Yes | Yes | No |  | finished_good |  | Buy external | No |  |  |  | Yes | Yes | Yes
AT • ABSSTEM Technologies LLP | PF163 | Equal Socket,3",SS-304,Atam,0-10 Barg,100° C,Female-PT | Piping and Fittings | Socket | Nos | 7412 | 18.00 | 0.00 | Yes | Yes | No |  | finished_good |  | Buy external | No |  |  |  | Yes | Yes | Yes
AT • ABSSTEM Technologies LLP | PF164 | Equal Socket,1/4",MS,VS,0-10 Barg,100° C,Female-PT | Piping and Fittings | Socket | Nos | 7412 | 18.00 | 0.00 | Yes | Yes | No |  | finished_good |  | Buy external | No |  |  |  | Yes | Yes | Yes
AT • ABSSTEM Technologies LLP | PF165 | Equal Socket,1/8",MS,VS,0-10 Barg,100° C,Female-PT | Piping and Fittings | Socket | Nos | 7412 | 18.00 | 0.00 | Yes | Yes | No |  | finished_good |  | Buy external | No |  |  |  | Yes | Yes | Yes
AT • ABSSTEM Technologies LLP | PF166 | Equal Socket,3/8",MS,VS,0-10 Barg,100° C,Female-PT | Piping and Fittings | Socket | Nos | 7412 | 18.00 | 0.00 | Yes | Yes | No |  | finished_good |  | Buy external | No |  |  |  | Yes | Yes | Yes
AT • ABSSTEM Technologies LLP | PF167 | Equal Socket,3/4",MS,VS,0-10 Barg,100° C,Female-PT | Piping and Fittings | Socket | Nos | 7412 | 18.00 | 0.00 | Yes | Yes | No |  | finished_good |  | Buy external | No |  |  |  | Yes | Yes | Yes
AT • ABSSTEM Technologies LLP | PF168 | Equal Socket,1",MS,VS,0-10 Barg,100° C,Female-PT | Piping and Fittings | Socket | Nos | 7412 | 18.00 | 0.00 | Yes | Yes | No |  | finished_good |  | Buy external | No |  |  |  | Yes | Yes | Yes
AT • ABSSTEM Technologies LLP | PF169 | Equal Socket,1.25",MS,VS,0-10 Barg,100° C,Female-PT | Piping and Fittings | Socket | Nos | 7412 | 18.00 | 0.00 | Yes | Yes | No |  | finished_good |  | Buy external | No |  |  |  | Yes | Yes | Yes
AT • ABSSTEM Technologies LLP | PF17 | Hex Nipple,1.5",MS,,0-10 Barg,100° C,Male-NPT | Piping and Fittings | Hex Nipple | Nos | 7307 | 18.00 | 0.00 | Yes | Yes | No |  | finished_good |  | Buy external | No |  |  |  | Yes | Yes | Yes
AT • ABSSTEM Technologies LLP | PF170 | Equal Socket,1.5",MS,VS,0-10 Barg,100° C,Female-PT | Piping and Fittings | Socket | Nos | 7412 | 18.00 | 0.00 | Yes | Yes | No |  | finished_good |  | Buy external | No |  |  |  | Yes | Yes | Yes
AT • ABSSTEM Technologies LLP | PF171 | Equal Socket,2",MS,VS,0-10 Barg,100° C,Female-PT | Piping and Fittings | Socket | Nos | 7412 | 18.00 | 0.00 | Yes | Yes | No |  | finished_good |  | Buy external | No |  |  |  | Yes | Yes | Yes
AT • ABSSTEM Technologies LLP | PF172 | Equal Socket,2.5",MS,VS,0-10 Barg,100° C,Female-PT | Piping and Fittings | Socket | Nos | 7412 | 18.00 | 0.00 | Yes | Yes | No |  | finished_good |  | Buy external | No |  |  |  | Yes | Yes | Yes
AT • ABSSTEM Technologies LLP | PF173 | Equal Socket,3",MS,VS,0-10 Barg,100° C,Female-PT | Piping and Fittings | Socket | Nos | 7412 | 18.00 | 0.00 | Yes | Yes | No |  | finished_good |  | Buy external | No |  |  |  | Yes | Yes | Yes
AT • ABSSTEM Technologies LLP | PF174 | Equal Socket,1/4",MS,Forged,0-10 Barg,100° C,Pipe Weding | Piping and Fittings | Socket | Nos | 7412 | 18.00 | 0.00 | Yes | Yes | No |  | finished_good |  | Buy external | No |  |  |  | Yes | Yes | Yes
AT • ABSSTEM Technologies LLP | PF175 | Equal Socket,1/2",MS,Forged,0-10 Barg,100° C,Pipe Weding | Piping and Fittings | Socket | Nos | 7412 | 18.00 | 0.00 | Yes | Yes | No |  | finished_good |  | Buy external | No |  |  |  | Yes | Yes | Yes
AT • ABSSTEM Technologies LLP | PF176 | Equal Socket,3/4",MS,Forged,0-10 Barg,100° C,Pipe Weding | Piping and Fittings | Socket | Nos | 7412 | 18.00 | 0.00 | Yes | Yes | No |  | finished_good |  | Buy external | No |  |  |  | Yes | Yes | Yes
AT • ABSSTEM Technologies LLP | PF177 | Equal Socket,1",MS,Forged,0-10 Barg,100° C,Pipe Weding | Piping and Fittings | Socket | Nos | 7412 | 18.00 | 0.00 | Yes | Yes | No |  | finished_good |  | Buy external | No |  |  |  | Yes | Yes | Yes
AT • ABSSTEM Technologies LLP | PF178 | Equal Socket,1.5",MS,Forged,0-10 Barg,100° C,Pipe Weding | Piping and Fittings | Socket | Nos | 7412 | 18.00 | 0.00 | Yes | Yes | No |  | finished_good |  | Buy external | No |  |  |  | Yes | Yes | Yes
AT • ABSSTEM Technologies LLP | PF179 | Equal Socket,2",MS,Forged,0-10 Barg,100° C,Pipe Weding | Piping and Fittings | Socket | Nos | 7412 | 18.00 | 0.00 | Yes | Yes | No |  | finished_good |  | Buy external | No |  |  |  | Yes | Yes | Yes
AT • ABSSTEM Technologies LLP | PF18 | Hex Nipple,2",MS,,0-10 Barg,100° C,Male-NPT | Piping and Fittings | Hex Nipple | Nos | 7307 | 18.00 | 0.00 | Yes | Yes | No |  | finished_good |  | Buy external | No |  |  |  | Yes | Yes | Yes
AT • ABSSTEM Technologies LLP | PF180 | Equal Socket,2.5",MS,Forged,0-10 Barg,100° C,Pipe Weding | Piping and Fittings | Socket | Nos | 7412 | 18.00 | 0.00 | Yes | Yes | No |  | finished_good |  | Buy external | No |  |  |  | Yes | Yes | Yes
AT • ABSSTEM Technologies LLP | PF181 | Equal Socket,3",MS,Forged,0-10 Barg,100° C,Pipe Weding | Piping and Fittings | Socket | Nos | 7412 | 18.00 | 0.00 | Yes | Yes | No |  | finished_good |  | Buy external | No |  |  |  | Yes | Yes | Yes
AT • ABSSTEM Technologies LLP | PF182 | Equal Socket,1/4",SS-304,Forged,0-10 Barg,100° C,Pipe Weding | Piping and Fittings | Socket | Nos | 7412 | 18.00 | 0.00 | Yes | Yes | No |  | finished_good |  | Buy external | No |  |  |  | Yes | Yes | Yes
AT • ABSSTEM Technologies LLP | PF183 | Equal Socket,1/2",SS-304,Forged,0-10 Barg,100° C,Pipe Weding | Piping and Fittings | Socket | Nos | 7412 | 18.00 | 0.00 | Yes | Yes | No |  | finished_good |  | Buy external | No |  |  |  | Yes | Yes | Yes
AT • ABSSTEM Technologies LLP | PF184 | Equal Socket,3/4",SS-304,Forged,0-10 Barg,100° C,Pipe Weding | Piping and Fittings | Socket | Nos | 7412 | 18.00 | 0.00 | Yes | Yes | No |  | finished_good |  | Buy external | No |  |  |  | Yes | Yes | Yes
AT • ABSSTEM Technologies LLP | PF185 | Equal Socket,1",SS-304,Forged,0-10 Barg,100° C,Pipe Weding | Piping and Fittings | Socket | Nos | 7412 | 18.00 | 0.00 | Yes | Yes | No |  | finished_good |  | Buy external | No |  |  |  | Yes | Yes | Yes
AT • ABSSTEM Technologies LLP | PF186 | Equal Socket,1.5",SS-304,Forged,0-10 Barg,100° C,Pipe Weding | Piping and Fittings | Socket | Nos | 7412 | 18.00 | 0.00 | Yes | Yes | No |  | finished_good |  | Buy external | No |  |  |  | Yes | Yes | Yes
AT • ABSSTEM Technologies LLP | PF187 | Equal Socket,2",SS-304,Forged,0-10 Barg,100° C,Pipe Weding | Piping and Fittings | Socket | Nos | 7412 | 18.00 | 0.00 | Yes | Yes | No |  | finished_good |  | Buy external | No |  |  |  | Yes | Yes | Yes
AT • ABSSTEM Technologies LLP | PF188 | Equal Socket,2.5",SS-304,Forged,0-10 Barg,100° C,Pipe Weding | Piping and Fittings | Socket | Nos | 7412 | 18.00 | 0.00 | Yes | Yes | No |  | finished_good |  | Buy external | No |  |  |  | Yes | Yes | Yes
AT • ABSSTEM Technologies LLP | PF189 | Equal Socket,3",SS-304,Forged,0-10 Barg,100° C,Pipe Weding | Piping and Fittings | Socket | Nos | 7412 | 18.00 | 0.00 | Yes | Yes | No |  | finished_good |  | Buy external | No |  |  |  | Yes | Yes | Yes
AT • ABSSTEM Technologies LLP | PF19 | Hex Nipple,2.5",MS,,0-10 Barg,100° C,Male-NPT | Piping and Fittings | Hex Nipple | Nos | 7307 | 18.00 | 0.00 | Yes | Yes | No |  | finished_good |  | Buy external | No |  |  |  | Yes | Yes | Yes
AT • ABSSTEM Technologies LLP | PF190 | Hex Reducer,3/8" X 1/4",Brass,PBI,0-10 Barg,100° C,PT | Piping and Fittings | Hex Reducer | Nos | 7412 | 18.00 | 0.00 | Yes | Yes | No |  | finished_good |  | Buy external | No |  |  |  | Yes | Yes | Yes
AT • ABSSTEM Technologies LLP | PF191 | Hex Reducer,3/8" X 1/2",Brass,PBI,0-10 Barg,100° C,PT | Piping and Fittings | Hex Reducer | Nos | 7412 | 18.00 | 0.00 | Yes | Yes | No |  | finished_good |  | Buy external | No |  |  |  | Yes | Yes | Yes
AT • ABSSTEM Technologies LLP | PF192 | Hex Reducer,3/8" X 3/4",Brass,PBI,0-10 Barg,100° C,PT | Piping and Fittings | Hex Reducer | Nos | 7412 | 18.00 | 0.00 | Yes | Yes | No |  | finished_good |  | Buy external | No |  |  |  | Yes | Yes | Yes
AT • ABSSTEM Technologies LLP | PF193 | Hex Reducer,1/4" X 1/2",Brass,PBI,0-10 Barg,100° C,PT | Piping and Fittings | Hex Reducer | Nos | 7412 | 18.00 | 0.00 | Yes | Yes | No |  | finished_good |  | Buy external | No |  |  |  | Yes | Yes | Yes
AT • ABSSTEM Technologies LLP | PF194 | Hex Reducer,1/4" X 3/4",Brass,PBI,0-10 Barg,100° C,PT | Piping and Fittings | Hex Reducer | Nos | 7412 | 18.00 | 0.00 | Yes | Yes | No |  | finished_good |  | Buy external | No |  |  |  | Yes | Yes | Yes
AT • ABSSTEM Technologies LLP | PF195 | Hex Reducer,1/4" X 1",Brass,PBI,0-10 Barg,100° C,PT | Piping and Fittings | Hex Reducer | Nos | 7412 | 18.00 | 0.00 | Yes | Yes | No |  | finished_good |  | Buy external | No |  |  |  | Yes | Yes | Yes
AT • ABSSTEM Technologies LLP | PF196 | Hex Reducer,1/2" X 3/4",Brass,PBI,0-10 Barg,100° C,PT | Piping and Fittings | Hex Reducer | Nos | 7412 | 18.00 | 0.00 | Yes | Yes | No |  | finished_good |  | Buy external | No |  |  |  | Yes | Yes | Yes
AT • ABSSTEM Technologies LLP | PF197 | Hex Reducer,1/2" X 1",Brass,PBI,0-10 Barg,100° C,PT | Piping and Fittings | Hex Reducer | Nos | 7412 | 18.00 | 0.00 | Yes | Yes | No |  | finished_good |  | Buy external | No |  |  |  | Yes | Yes | Yes
AT • ABSSTEM Technologies LLP | PF198 | Hex Reducer,1/2" X 1.25",Brass,PBI,0-10 Barg,100° C,PT | Piping and Fittings | Hex Reducer | Nos | 7412 | 18.00 | 0.00 | Yes | Yes | No |  | finished_good |  | Buy external | No |  |  |  | Yes | Yes | Yes
AT • ABSSTEM Technologies LLP | PF199 | Hex Reducer,1/2" X 1.5",Brass,PBI,0-10 Barg,100° C,PT | Piping and Fittings | Hex Reducer | Nos | 7412 | 18.00 | 0.00 | Yes | Yes | No |  | finished_good |  | Buy external | No |  |  |  | Yes | Yes | Yes
AT • ABSSTEM Technologies LLP | PF2 | Hex Nipple,1/8",Brass,PBI,0-10 Barg,100° C,Male-PT | Piping and Fittings | Hex Nipple | Nos | 7307 | 18.00 | 0.00 | Yes | Yes | No |  | finished_good |  | Buy external | No |  |  |  | Yes | Yes | Yes
AT • ABSSTEM Technologies LLP | PF20 | Hex Nipple,3",MS,,0-10 Barg,100° C,Male-NPT | Piping and Fittings | Hex Nipple | Nos | 7307 | 18.00 | 0.00 | Yes | Yes | No |  | finished_good |  | Buy external | No |  |  |  | Yes | Yes | Yes
AT • ABSSTEM Technologies LLP | PF200 | Hex Reducer,3/4" X 1",Brass,PBI,0-10 Barg,100° C,PT | Piping and Fittings | Hex Reducer | Nos | 7412 | 18.00 | 0.00 | Yes | Yes | No |  | finished_good |  | Buy external | No |  |  |  | Yes | Yes | Yes
AT • ABSSTEM Technologies LLP | PF201 | Hex Reducer,3/4" X 1.25",Brass,PBI,0-10 Barg,100° C,PT | Piping and Fittings | Hex Reducer | Nos | 7412 | 18.00 | 0.00 | Yes | Yes | No |  | finished_good |  | Buy external | No |  |  |  | Yes | Yes | Yes
AT • ABSSTEM Technologies LLP | PF202 | Hex Reducer,3/4" X 1.5",Brass,PBI,0-10 Barg,100° C,PT | Piping and Fittings | Hex Reducer | Nos | 7412 | 18.00 | 0.00 | Yes | Yes | No |  | finished_good |  | Buy external | No |  |  |  | Yes | Yes | Yes
AT • ABSSTEM Technologies LLP | PF203 | Hex Reducer,1" X 1.25",Brass,PBI,0-10 Barg,100° C,PT | Piping and Fittings | Hex Reducer | Nos | 7412 | 18.00 | 0.00 | Yes | Yes | No |  | finished_good |  | Buy external | No |  |  |  | Yes | Yes | Yes
AT • ABSSTEM Technologies LLP | PF204 | Hex Reducer,1" X 1.5",Brass,PBI,0-10 Barg,100° C,PT | Piping and Fittings | Hex Reducer | Nos | 7412 | 18.00 | 0.00 | Yes | Yes | No |  | finished_good |  | Buy external | No |  |  |  | Yes | Yes | Yes
AT • ABSSTEM Technologies LLP | PF205 | Hex Reducer,1" X 2",Brass,PBI,0-10 Barg,100° C,PT | Piping and Fittings | Hex Reducer | Nos | 7412 | 18.00 | 0.00 | Yes | Yes | No |  | finished_good |  | Buy external | No |  |  |  | Yes | Yes | Yes
AT • ABSSTEM Technologies LLP | PF206 | Hex Reducer,1.5" X 1.25",Brass,PBI,0-10 Barg,100° C,PT | Piping and Fittings | Hex Reducer | Nos | 7412 | 18.00 | 0.00 | Yes | Yes | No |  | finished_good |  | Buy external | No |  |  |  | Yes | Yes | Yes
AT • ABSSTEM Technologies LLP | PF207 | Hex Reducer,1.5" X 2",Brass,PBI,0-10 Barg,100° C,PT | Piping and Fittings | Hex Reducer | Nos | 7412 | 18.00 | 0.00 | Yes | Yes | No |  | finished_good |  | Buy external | No |  |  |  | Yes | Yes | Yes
AT • ABSSTEM Technologies LLP | PF208 | Hex Reducer,1.5" X 2.5",Brass,PBI,0-10 Barg,100° C,PT | Piping and Fittings | Hex Reducer | Nos | 7412 | 18.00 | 0.00 | Yes | Yes | No |  | finished_good |  | Buy external | No |  |  |  | Yes | Yes | Yes
AT • ABSSTEM Technologies LLP | PF209 | Hex Reducer,2" X 2.5",Brass,PBI,0-10 Barg,100° C,PT | Piping and Fittings | Hex Reducer | Nos | 7412 | 18.00 | 0.00 | Yes | Yes | No |  | finished_good |  | Buy external | No |  |  |  | Yes | Yes | Yes
AT • ABSSTEM Technologies LLP | PF21 | Hex Nipple,1/4",SS-304,Atam,0-10 Barg,100° C,Male-NPT | Piping and Fittings | Hex Nipple | Nos | 7307 | 18.00 | 0.00 | Yes | Yes | No |  | finished_good |  | Buy external | No |  |  |  | Yes | Yes | Yes
AT • ABSSTEM Technologies LLP | PF210 | Hex Reducer,3/8" X 1/4",MS,,0-10 Barg,100° C,Male-NPT | Piping and Fittings | Hex Reducer | Nos | 7412 | 18.00 | 0.00 | Yes | Yes | No |  | finished_good |  | Buy external | No |  |  |  | Yes | Yes | Yes
AT • ABSSTEM Technologies LLP | PF211 | Hex Reducer,3/8" X 1/2",MS,,0-10 Barg,100° C,Male-NPT | Piping and Fittings | Hex Reducer | Nos | 7412 | 18.00 | 0.00 | Yes | Yes | No |  | finished_good |  | Buy external | No |  |  |  | Yes | Yes | Yes
AT • ABSSTEM Technologies LLP | PF212 | Hex Reducer,3/8" X 3/4",MS,,0-10 Barg,100° C,Male-NPT | Piping and Fittings | Hex Reducer | Nos | 7412 | 18.00 | 0.00 | Yes | Yes | No |  | finished_good |  | Buy external | No |  |  |  | Yes | Yes | Yes
AT • ABSSTEM Technologies LLP | PF213 | Hex Reducer,1/4" X 1/2",MS,,0-10 Barg,100° C,Male-NPT | Piping and Fittings | Hex Reducer | Nos | 7412 | 18.00 | 0.00 | Yes | Yes | No |  | finished_good |  | Buy external | No |  |  |  | Yes | Yes | Yes
AT • ABSSTEM Technologies LLP | PF214 | Hex Reducer,1/4" X 3/4",MS,,0-10 Barg,100° C,Male-NPT | Piping and Fittings | Hex Reducer | Nos | 7412 | 18.00 | 0.00 | Yes | Yes | No |  | finished_good |  | Buy external | No |  |  |  | Yes | Yes | Yes
AT • ABSSTEM Technologies LLP | PF215 | Hex Reducer,1/4" X 1",MS,,0-10 Barg,100° C,Male-NPT | Piping and Fittings | Hex Reducer | Nos | 7412 | 18.00 | 0.00 | Yes | Yes | No |  | finished_good |  | Buy external | No |  |  |  | Yes | Yes | Yes
AT • ABSSTEM Technologies LLP | PF216 | Hex Reducer,1/2" X 3/4",MS,,0-10 Barg,100° C,Male-NPT | Piping and Fittings | Hex Reducer | Nos | 7412 | 18.00 | 0.00 | Yes | Yes | No |  | finished_good |  | Buy external | No |  |  |  | Yes | Yes | Yes
AT • ABSSTEM Technologies LLP | PF217 | Hex Reducer,1/2" X 1",MS,,0-10 Barg,100° C,Male-NPT | Piping and Fittings | Hex Reducer | Nos | 7412 | 18.00 | 0.00 | Yes | Yes | No |  | finished_good |  | Buy external | No |  |  |  | Yes | Yes | Yes
AT • ABSSTEM Technologies LLP | PF218 | Hex Reducer,1/2" X 1.25",MS,,0-10 Barg,100° C,Male-NPT | Piping and Fittings | Hex Reducer | Nos | 7412 | 18.00 | 0.00 | Yes | Yes | No |  | finished_good |  | Buy external | No |  |  |  | Yes | Yes | Yes
AT • ABSSTEM Technologies LLP | PF219 | Hex Reducer,1/2" X 1.5",MS,,0-10 Barg,100° C,Male-NPT | Piping and Fittings | Hex Reducer | Nos | 7412 | 18.00 | 0.00 | Yes | Yes | No |  | finished_good |  | Buy external | No |  |  |  | Yes | Yes | Yes
AT • ABSSTEM Technologies LLP | PF22 | Hex Nipple,1/8",SS-304,Atam,0-10 Barg,100° C,Male-NPT | Piping and Fittings | Hex Nipple | Nos | 7307 | 18.00 | 0.00 | Yes | Yes | No |  | finished_good |  | Buy external | No |  |  |  | Yes | Yes | Yes
AT • ABSSTEM Technologies LLP | PF220 | Hex Reducer,3/4" X 1",MS,,0-10 Barg,100° C,Male-NPT | Piping and Fittings | Hex Reducer | Nos | 7412 | 18.00 | 0.00 | Yes | Yes | No |  | finished_good |  | Buy external | No |  |  |  | Yes | Yes | Yes
AT • ABSSTEM Technologies LLP | PF221 | Hex Reducer,3/4" X 1.25",MS,,0-10 Barg,100° C,Male-NPT | Piping and Fittings | Hex Reducer | Nos | 7412 | 18.00 | 0.00 | Yes | Yes | No |  | finished_good |  | Buy external | No |  |  |  | Yes | Yes | Yes
AT • ABSSTEM Technologies LLP | PF222 | Hex Reducer,3/4" X 1.5",MS,,0-10 Barg,100° C,Male-NPT | Piping and Fittings | Hex Reducer | Nos | 7412 | 18.00 | 0.00 | Yes | Yes | No |  | finished_good |  | Buy external | No |  |  |  | Yes | Yes | Yes
AT • ABSSTEM Technologies LLP | PF223 | Hex Reducer,1" X 1.25",MS,,0-10 Barg,100° C,Male-NPT | Piping and Fittings | Hex Reducer | Nos | 7412 | 18.00 | 0.00 | Yes | Yes | No |  | finished_good |  | Buy external | No |  |  |  | Yes | Yes | Yes
AT • ABSSTEM Technologies LLP | PF224 | Hex Reducer,1" X 1.5",MS,,0-10 Barg,100° C,Male-NPT | Piping and Fittings | Hex Reducer | Nos | 7412 | 18.00 | 0.00 | Yes | Yes | No |  | finished_good |  | Buy external | No |  |  |  | Yes | Yes | Yes
AT • ABSSTEM Technologies LLP | PF225 | Hex Reducer,1" X 2",MS,,0-10 Barg,100° C,Male-NPT | Piping and Fittings | Hex Reducer | Nos | 7412 | 18.00 | 0.00 | Yes | Yes | No |  | finished_good |  | Buy external | No |  |  |  | Yes | Yes | Yes
AT • ABSSTEM Technologies LLP | PF226 | Hex Reducer,1.5" X 1.25",MS,,0-10 Barg,100° C,Male-NPT | Piping and Fittings | Hex Reducer | Nos | 7412 | 18.00 | 0.00 | Yes | Yes | No |  | finished_good |  | Buy external | No |  |  |  | Yes | Yes | Yes
AT • ABSSTEM Technologies LLP | PF227 | Hex Reducer,1.5" X 2",MS,,0-10 Barg,100° C,Male-NPT | Piping and Fittings | Hex Reducer | Nos | 7412 | 18.00 | 0.00 | Yes | Yes | No |  | finished_good |  | Buy external | No |  |  |  | Yes | Yes | Yes
AT • ABSSTEM Technologies LLP | PF228 | Hex Reducer,1.5" X 2.5",MS,,0-10 Barg,100° C,Male-NPT | Piping and Fittings | Hex Reducer | Nos | 7412 | 18.00 | 0.00 | Yes | Yes | No |  | finished_good |  | Buy external | No |  |  |  | Yes | Yes | Yes
AT • ABSSTEM Technologies LLP | PF229 | Hex Reducer,2" X 2.5",MS,,0-10 Barg,100° C,Male-NPT | Piping and Fittings | Hex Reducer | Nos | 7412 | 18.00 | 0.00 | Yes | Yes | No |  | finished_good |  | Buy external | No |  |  |  | Yes | Yes | Yes
AT • ABSSTEM Technologies LLP | PF23 | Hex Nipple,3/8",SS-304,Atam,0-10 Barg,100° C,Male-NPT | Piping and Fittings | Hex Nipple | Nos | 7307 | 18.00 | 0.00 | Yes | Yes | No |  | finished_good |  | Buy external | No |  |  |  | Yes | Yes | Yes
AT • ABSSTEM Technologies LLP | PF230 | Hex Reducer,3/8" X 1/4",SS-304,Atam,0-10 Barg,100° C,Male-NPT | Piping and Fittings | Hex Reducer | Nos | 7412 | 18.00 | 0.00 | Yes | Yes | No |  | finished_good |  | Buy external | No |  |  |  | Yes | Yes | Yes
AT • ABSSTEM Technologies LLP | PF231 | Hex Reducer,3/8" X 1/2",SS-304,Atam,0-10 Barg,100° C,Male-NPT | Piping and Fittings | Hex Reducer | Nos | 7412 | 18.00 | 0.00 | Yes | Yes | No |  | finished_good |  | Buy external | No |  |  |  | Yes | Yes | Yes
AT • ABSSTEM Technologies LLP | PF232 | Hex Reducer,3/8" X 3/4",SS-304,Atam,0-10 Barg,100° C,Male-NPT | Piping and Fittings | Hex Reducer | Nos | 7412 | 18.00 | 0.00 | Yes | Yes | No |  | finished_good |  | Buy external | No |  |  |  | Yes | Yes | Yes
AT • ABSSTEM Technologies LLP | PF233 | Hex Reducer,1/4" X 1/2",SS-304,Atam,0-10 Barg,100° C,Male-NPT | Piping and Fittings | Hex Reducer | Nos | 7412 | 18.00 | 0.00 | Yes | Yes | No |  | finished_good |  | Buy external | No |  |  |  | Yes | Yes | Yes
AT • ABSSTEM Technologies LLP | PF234 | Hex Reducer,1/4" X 3/4",SS-304,Atam,0-10 Barg,100° C,Male-NPT | Piping and Fittings | Hex Reducer | Nos | 7412 | 18.00 | 0.00 | Yes | Yes | No |  | finished_good |  | Buy external | No |  |  |  | Yes | Yes | Yes
AT • ABSSTEM Technologies LLP | PF235 | Hex Reducer,1/4" X 1",SS-304,Atam,0-10 Barg,100° C,Male-NPT | Piping and Fittings | Hex Reducer | Nos | 7412 | 18.00 | 0.00 | Yes | Yes | No |  | finished_good |  | Buy external | No |  |  |  | Yes | Yes | Yes
AT • ABSSTEM Technologies LLP | PF236 | Hex Reducer,1/2" X 3/4",SS-304,Atam,0-10 Barg,100° C,Male-NPT | Piping and Fittings | Hex Reducer | Nos | 7412 | 18.00 | 0.00 | Yes | Yes | No |  | finished_good |  | Buy external | No |  |  |  | Yes | Yes | Yes
AT • ABSSTEM Technologies LLP | PF237 | Hex Reducer,1/2" X 1",SS-304,Atam,0-10 Barg,100° C,Male-NPT | Piping and Fittings | Hex Reducer | Nos | 7412 | 18.00 | 0.00 | Yes | Yes | No |  | finished_good |  | Buy external | No |  |  |  | Yes | Yes | Yes
AT • ABSSTEM Technologies LLP | PF238 | Hex Reducer,1/2" X 1.25",SS-304,Atam,0-10 Barg,100° C,Male-NPT | Piping and Fittings | Hex Reducer | Nos | 7412 | 18.00 | 0.00 | Yes | Yes | No |  | finished_good |  | Buy external | No |  |  |  | Yes | Yes | Yes
AT • ABSSTEM Technologies LLP | PF239 | Hex Reducer,1/2" X 1.5",SS-304,Atam,0-10 Barg,100° C,Male-NPT | Piping and Fittings | Hex Reducer | Nos | 7412 | 18.00 | 0.00 | Yes | Yes | No |  | finished_good |  | Buy external | No |  |  |  | Yes | Yes | Yes
AT • ABSSTEM Technologies LLP | PF24 | Hex Nipple,3/4",SS-304,Atam,0-10 Barg,100° C,Male-NPT | Piping and Fittings | Hex Nipple | Nos | 7307 | 18.00 | 0.00 | Yes | Yes | No |  | finished_good |  | Buy external | No |  |  |  | Yes | Yes | Yes
AT • ABSSTEM Technologies LLP | PF240 | Hex Reducer,3/4" X 1",SS-304,Atam,0-10 Barg,100° C,Male-NPT | Piping and Fittings | Hex Reducer | Nos | 7412 | 18.00 | 0.00 | Yes | Yes | No |  | finished_good |  | Buy external | No |  |  |  | Yes | Yes | Yes
AT • ABSSTEM Technologies LLP | PF241 | Hex Reducer,3/4" X 1.25",SS-304,Atam,0-10 Barg,100° C,Male-NPT | Piping and Fittings | Hex Reducer | Nos | 7412 | 18.00 | 0.00 | Yes | Yes | No |  | finished_good |  | Buy external | No |  |  |  | Yes | Yes | Yes
AT • ABSSTEM Technologies LLP | PF242 | Hex Reducer,3/4" X 1.5",SS-304,Atam,0-10 Barg,100° C,Male-NPT | Piping and Fittings | Hex Reducer | Nos | 7412 | 18.00 | 0.00 | Yes | Yes | No |  | finished_good |  | Buy external | No |  |  |  | Yes | Yes | Yes
AT • ABSSTEM Technologies LLP | PF243 | Hex Reducer,1" X 1.25",SS-304,Atam,0-10 Barg,100° C,Male-NPT | Piping and Fittings | Hex Reducer | Nos | 7412 | 18.00 | 0.00 | Yes | Yes | No |  | finished_good |  | Buy external | No |  |  |  | Yes | Yes | Yes
AT • ABSSTEM Technologies LLP | PF244 | Hex Reducer,1" X 1.5",SS-304,Atam,0-10 Barg,100° C,Male-NPT | Piping and Fittings | Hex Reducer | Nos | 7412 | 18.00 | 0.00 | Yes | Yes | No |  | finished_good |  | Buy external | No |  |  |  | Yes | Yes | Yes
AT • ABSSTEM Technologies LLP | PF245 | Hex Reducer,1" X 2",SS-304,Atam,0-10 Barg,100° C,Male-NPT | Piping and Fittings | Hex Reducer | Nos | 7412 | 18.00 | 0.00 | Yes | Yes | No |  | finished_good |  | Buy external | No |  |  |  | Yes | Yes | Yes
AT • ABSSTEM Technologies LLP | PF246 | Hex Reducer,1.5" X 1.25",SS-304,Atam,0-10 Barg,100° C,Male-NPT | Piping and Fittings | Hex Reducer | Nos | 7412 | 18.00 | 0.00 | Yes | Yes | No |  | finished_good |  | Buy external | No |  |  |  | Yes | Yes | Yes
AT • ABSSTEM Technologies LLP | PF247 | Hex Reducer,1.5" X 2",SS-304,Atam,0-10 Barg,100° C,Male-NPT | Piping and Fittings | Hex Reducer | Nos | 7412 | 18.00 | 0.00 | Yes | Yes | No |  | finished_good |  | Buy external | No |  |  |  | Yes | Yes | Yes
AT • ABSSTEM Technologies LLP | PF248 | Hex Reducer,1.5" X 2.5",SS-304,Atam,0-10 Barg,100° C,Male-NPT | Piping and Fittings | Hex Reducer | Nos | 7412 | 18.00 | 0.00 | Yes | Yes | No |  | finished_good |  | Buy external | No |  |  |  | Yes | Yes | Yes
AT • ABSSTEM Technologies LLP | PF249 | Hex Reducer,2" X 2.5",SS-304,Atam,0-10 Barg,100° C,Male-NPT | Piping and Fittings | Hex Reducer | Nos | 7412 | 18.00 | 0.00 | Yes | Yes | No |  | finished_good |  | Buy external | No |  |  |  | Yes | Yes | Yes
AT • ABSSTEM Technologies LLP | PF25 | Hex Nipple,1",SS-304,Atam,0-10 Barg,100° C,Male-NPT | Piping and Fittings | Hex Nipple | Nos | 7307 | 18.00 | 0.00 | Yes | Yes | No |  | finished_good |  | Buy external | No |  |  |  | Yes | Yes | Yes
AT • ABSSTEM Technologies LLP | PF250 | Hex Reducer,3/8" X 1/4",SS-316,Atam,0-10 Barg,100° C,Male-NPT | Piping and Fittings | Hex Reducer | Nos | 7412 | 18.00 | 0.00 | Yes | Yes | No |  | finished_good |  | Buy external | No |  |  |  | Yes | Yes | Yes
AT • ABSSTEM Technologies LLP | PF251 | Hex Reducer,3/8" X 1/2",SS-316,Atam,0-10 Barg,100° C,Male-NPT | Piping and Fittings | Hex Reducer | Nos | 7412 | 18.00 | 0.00 | Yes | Yes | No |  | finished_good |  | Buy external | No |  |  |  | Yes | Yes | Yes
AT • ABSSTEM Technologies LLP | PF252 | Hex Reducer,3/8" X 3/4",SS-316,Atam,0-10 Barg,100° C,Male-NPT | Piping and Fittings | Hex Reducer | Nos | 7412 | 18.00 | 0.00 | Yes | Yes | No |  | finished_good |  | Buy external | No |  |  |  | Yes | Yes | Yes
AT • ABSSTEM Technologies LLP | PF253 | Hex Reducer,1/4" X 1/2",SS-316,Atam,0-10 Barg,100° C,Male-NPT | Piping and Fittings | Hex Reducer | Nos | 7412 | 18.00 | 0.00 | Yes | Yes | No |  | finished_good |  | Buy external | No |  |  |  | Yes | Yes | Yes
AT • ABSSTEM Technologies LLP | PF254 | Hex Reducer,1/4" X 3/4",SS-316,Atam,0-10 Barg,100° C,Male-NPT | Piping and Fittings | Hex Reducer | Nos | 7412 | 18.00 | 0.00 | Yes | Yes | No |  | finished_good |  | Buy external | No |  |  |  | Yes | Yes | Yes
AT • ABSSTEM Technologies LLP | PF255 | Hex Reducer,1/4" X 1",SS-316,Atam,0-10 Barg,100° C,Male-NPT | Piping and Fittings | Hex Reducer | Nos | 7412 | 18.00 | 0.00 | Yes | Yes | No |  | finished_good |  | Buy external | No |  |  |  | Yes | Yes | Yes
AT • ABSSTEM Technologies LLP | PF256 | Hex Reducer,1/2" X 3/4",SS-316,Atam,0-10 Barg,100° C,Male-NPT | Piping and Fittings | Hex Reducer | Nos | 7412 | 18.00 | 0.00 | Yes | Yes | No |  | finished_good |  | Buy external | No |  |  |  | Yes | Yes | Yes
AT • ABSSTEM Technologies LLP | PF257 | Hex Reducer,1/2" X 1",SS-316,Atam,0-10 Barg,100° C,Male-NPT | Piping and Fittings | Hex Reducer | Nos | 7412 | 18.00 | 0.00 | Yes | Yes | No |  | finished_good |  | Buy external | No |  |  |  | Yes | Yes | Yes
AT • ABSSTEM Technologies LLP | PF258 | Hex Reducer,1/2" X 1.25",SS-316,Atam,0-10 Barg,100° C,Male-NPT | Piping and Fittings | Hex Reducer | Nos | 7412 | 18.00 | 0.00 | Yes | Yes | No |  | finished_good |  | Buy external | No |  |  |  | Yes | Yes | Yes
AT • ABSSTEM Technologies LLP | PF259 | Hex Reducer,1/2" X 1.5",SS-316,Atam,0-10 Barg,100° C,Male-NPT | Piping and Fittings | Hex Reducer | Nos | 7412 | 18.00 | 0.00 | Yes | Yes | No |  | finished_good |  | Buy external | No |  |  |  | Yes | Yes | Yes
AT • ABSSTEM Technologies LLP | PF26 | Hex Nipple,1.25",SS-304,Atam,0-10 Barg,100° C,Male-NPT | Piping and Fittings | Hex Nipple | Nos | 7307 | 18.00 | 0.00 | Yes | Yes | No |  | finished_good |  | Buy external | No |  |  |  | Yes | Yes | Yes
AT • ABSSTEM Technologies LLP | PF260 | Hex Reducer,3/4" X 1",SS-316,Atam,0-10 Barg,100° C,Male-NPT | Piping and Fittings | Hex Reducer | Nos | 7412 | 18.00 | 0.00 | Yes | Yes | No |  | finished_good |  | Buy external | No |  |  |  | Yes | Yes | Yes
AT • ABSSTEM Technologies LLP | PF261 | Hex Reducer,3/4" X 1.25",SS-316,Atam,0-10 Barg,100° C,Male-NPT | Piping and Fittings | Hex Reducer | Nos | 7412 | 18.00 | 0.00 | Yes | Yes | No |  | finished_good |  | Buy external | No |  |  |  | Yes | Yes | Yes
AT • ABSSTEM Technologies LLP | PF262 | Hex Reducer,3/4" X 1.5",SS-316,Atam,0-10 Barg,100° C,Male-NPT | Piping and Fittings | Hex Reducer | Nos | 7412 | 18.00 | 0.00 | Yes | Yes | No |  | finished_good |  | Buy external | No |  |  |  | Yes | Yes | Yes
AT • ABSSTEM Technologies LLP | PF263 | Hex Reducer,1" X 1.25",SS-316,Atam,0-10 Barg,100° C,Male-NPT | Piping and Fittings | Hex Reducer | Nos | 7412 | 18.00 | 0.00 | Yes | Yes | No |  | finished_good |  | Buy external | No |  |  |  | Yes | Yes | Yes
AT • ABSSTEM Technologies LLP | PF264 | Hex Reducer,1" X 1.5",SS-316,Atam,0-10 Barg,100° C,Male-NPT | Piping and Fittings | Hex Reducer | Nos | 7412 | 18.00 | 0.00 | Yes | Yes | No |  | finished_good |  | Buy external | No |  |  |  | Yes | Yes | Yes
AT • ABSSTEM Technologies LLP | PF265 | Hex Reducer,1" X 2",SS-316,Atam,0-10 Barg,100° C,Male-NPT | Piping and Fittings | Hex Reducer | Nos | 7412 | 18.00 | 0.00 | Yes | Yes | No |  | finished_good |  | Buy external | No |  |  |  | Yes | Yes | Yes
AT • ABSSTEM Technologies LLP | PF266 | Hex Reducer,1.5" X 1.25",SS-316,Atam,0-10 Barg,100° C,Male-NPT | Piping and Fittings | Hex Reducer | Nos | 7412 | 18.00 | 0.00 | Yes | Yes | No |  | finished_good |  | Buy external | No |  |  |  | Yes | Yes | Yes
AT • ABSSTEM Technologies LLP | PF267 | Hex Reducer,1.5" X 2",SS-316,Atam,0-10 Barg,100° C,Male-NPT | Piping and Fittings | Hex Reducer | Nos | 7412 | 18.00 | 0.00 | Yes | Yes | No |  | finished_good |  | Buy external | No |  |  |  | Yes | Yes | Yes
AT • ABSSTEM Technologies LLP | PF268 | Hex Reducer,1.5" X 2.5",SS-316,Atam,0-10 Barg,100° C,Male-NPT | Piping and Fittings | Hex Reducer | Nos | 7412 | 18.00 | 0.00 | Yes | Yes | No |  | finished_good |  | Buy external | No |  |  |  | Yes | Yes | Yes
AT • ABSSTEM Technologies LLP | PF269 | Hex Reducer,2" X 2.5",SS-316,Atam,0-10 Barg,100° C,Male-NPT | Piping and Fittings | Hex Reducer | Nos | 7412 | 18.00 | 0.00 | Yes | Yes | No |  | finished_good |  | Buy external | No |  |  |  | Yes | Yes | Yes
AT • ABSSTEM Technologies LLP | PF27 | Hex Nipple,1.5",SS-304,Atam,0-10 Barg,100° C,Male-NPT | Piping and Fittings | Hex Nipple | Nos | 7307 | 18.00 | 0.00 | Yes | Yes | No |  | finished_good |  | Buy external | No |  |  |  | Yes | Yes | Yes
AT • ABSSTEM Technologies LLP | PF270 | Hex Reducer,3/8" X 1/4",CS,,0-10 Barg,100° C,Male-PT | Piping and Fittings | Hex Reducer | Nos | 7412 | 18.00 | 0.00 | Yes | Yes | No |  | finished_good |  | Buy external | No |  |  |  | Yes | Yes | Yes
AT • ABSSTEM Technologies LLP | PF271 | Hex Reducer,3/8" X 1/2",CS,,0-10 Barg,100° C,Male-PT | Piping and Fittings | Hex Reducer | Nos | 7412 | 18.00 | 0.00 | Yes | Yes | No |  | finished_good |  | Buy external | No |  |  |  | Yes | Yes | Yes
AT • ABSSTEM Technologies LLP | PF272 | Hex Reducer,3/8" X 3/4",CS,,0-10 Barg,100° C,Male-PT | Piping and Fittings | Hex Reducer | Nos | 7412 | 18.00 | 0.00 | Yes | Yes | No |  | finished_good |  | Buy external | No |  |  |  | Yes | Yes | Yes
AT • ABSSTEM Technologies LLP | PF273 | Hex Reducer,1/4" X 1/2",CS,,0-10 Barg,100° C,Male-PT | Piping and Fittings | Hex Reducer | Nos | 7412 | 18.00 | 0.00 | Yes | Yes | No |  | finished_good |  | Buy external | No |  |  |  | Yes | Yes | Yes
AT • ABSSTEM Technologies LLP | PF274 | Hex Reducer,1/4" X 3/4",CS,,0-10 Barg,100° C,Male-PT | Piping and Fittings | Hex Reducer | Nos | 7412 | 18.00 | 0.00 | Yes | Yes | No |  | finished_good |  | Buy external | No |  |  |  | Yes | Yes | Yes
AT • ABSSTEM Technologies LLP | PF275 | Hex Reducer,1/4" X 1",CS,,0-10 Barg,100° C,Male-PT | Piping and Fittings | Hex Reducer | Nos | 7412 | 18.00 | 0.00 | Yes | Yes | No |  | finished_good |  | Buy external | No |  |  |  | Yes | Yes | Yes
AT • ABSSTEM Technologies LLP | PF276 | Hex Reducer,1/2" X 3/4",CS,,0-10 Barg,100° C,Male-PT | Piping and Fittings | Hex Reducer | Nos | 7412 | 18.00 | 0.00 | Yes | Yes | No |  | finished_good |  | Buy external | No |  |  |  | Yes | Yes | Yes
AT • ABSSTEM Technologies LLP | PF277 | Hex Reducer,1/2" X 1",CS,,0-10 Barg,100° C,Male-PT | Piping and Fittings | Hex Reducer | Nos | 7412 | 18.00 | 0.00 | Yes | Yes | No |  | finished_good |  | Buy external | No |  |  |  | Yes | Yes | Yes
AT • ABSSTEM Technologies LLP | PF278 | Hex Reducer,1/2" X 1.25",CS,,0-10 Barg,100° C,Male-PT | Piping and Fittings | Hex Reducer | Nos | 7412 | 18.00 | 0.00 | Yes | Yes | No |  | finished_good |  | Buy external | No |  |  |  | Yes | Yes | Yes
AT • ABSSTEM Technologies LLP | PF279 | Hex Reducer,1/2" X 1.5",CS,,0-10 Barg,100° C,Male-PT | Piping and Fittings | Hex Reducer | Nos | 7412 | 18.00 | 0.00 | Yes | Yes | No |  | finished_good |  | Buy external | No |  |  |  | Yes | Yes | Yes
AT • ABSSTEM Technologies LLP | PF28 | Hex Nipple,2",SS-304,Atam,0-10 Barg,100° C,Male-NPT | Piping and Fittings | Hex Nipple | Nos | 7307 | 18.00 | 0.00 | Yes | Yes | No |  | finished_good |  | Buy external | No |  |  |  | Yes | Yes | Yes
AT • ABSSTEM Technologies LLP | PF280 | Hex Reducer,3/4" X 1",CS,,0-10 Barg,100° C,Male-PT | Piping and Fittings | Hex Reducer | Nos | 7412 | 18.00 | 0.00 | Yes | Yes | No |  | finished_good |  | Buy external | No |  |  |  | Yes | Yes | Yes
AT • ABSSTEM Technologies LLP | PF281 | Hex Reducer,3/4" X 1.25",CS,,0-10 Barg,100° C,Male-PT | Piping and Fittings | Hex Reducer | Nos | 7412 | 18.00 | 0.00 | Yes | Yes | No |  | finished_good |  | Buy external | No |  |  |  | Yes | Yes | Yes
AT • ABSSTEM Technologies LLP | PF282 | Hex Reducer,3/4" X 1.5",CS,,0-10 Barg,100° C,Male-PT | Piping and Fittings | Hex Reducer | Nos | 7412 | 18.00 | 0.00 | Yes | Yes | No |  | finished_good |  | Buy external | No |  |  |  | Yes | Yes | Yes
AT • ABSSTEM Technologies LLP | PF283 | Hex Reducer,1" X 1.25",CS,,0-10 Barg,100° C,Male-PT | Piping and Fittings | Hex Reducer | Nos | 7412 | 18.00 | 0.00 | Yes | Yes | No |  | finished_good |  | Buy external | No |  |  |  | Yes | Yes | Yes
AT • ABSSTEM Technologies LLP | PF284 | Hex Reducer,1" X 1.5",CS,,0-10 Barg,100° C,Male-PT | Piping and Fittings | Hex Reducer | Nos | 7412 | 18.00 | 0.00 | Yes | Yes | No |  | finished_good |  | Buy external | No |  |  |  | Yes | Yes | Yes
AT • ABSSTEM Technologies LLP | PF285 | Hex Reducer,1" X 2",CS,,0-10 Barg,100° C,Male-PT | Piping and Fittings | Hex Reducer | Nos | 7412 | 18.00 | 0.00 | Yes | Yes | No |  | finished_good |  | Buy external | No |  |  |  | Yes | Yes | Yes
AT • ABSSTEM Technologies LLP | PF286 | Hex Reducer,1.5" X 1.25",CS,,0-10 Barg,100° C,Male-PT | Piping and Fittings | Hex Reducer | Nos | 7412 | 18.00 | 0.00 | Yes | Yes | No |  | finished_good |  | Buy external | No |  |  |  | Yes | Yes | Yes
AT • ABSSTEM Technologies LLP | PF287 | Hex Reducer,1.5" X 2",CS,,0-10 Barg,100° C,Male-PT | Piping and Fittings | Hex Reducer | Nos | 7412 | 18.00 | 0.00 | Yes | Yes | No |  | finished_good |  | Buy external | No |  |  |  | Yes | Yes | Yes
AT • ABSSTEM Technologies LLP | PF288 | Hex Reducer,1.5" X 2.5",CS,,0-10 Barg,100° C,Male-PT | Piping and Fittings | Hex Reducer | Nos | 7412 | 18.00 | 0.00 | Yes | Yes | No |  | finished_good |  | Buy external | No |  |  |  | Yes | Yes | Yes
AT • ABSSTEM Technologies LLP | PF289 | Hex Reducer,2" X 2.5",CS,,0-10 Barg,100° C,Male-PT | Piping and Fittings | Hex Reducer | Nos | 7412 | 18.00 | 0.00 | Yes | Yes | No |  | finished_good |  | Buy external | No |  |  |  | Yes | Yes | Yes
AT • ABSSTEM Technologies LLP | PF29 | Hex Nipple,2.5",SS-304,Atam,0-10 Barg,100° C,Male-NPT | Piping and Fittings | Hex Nipple | Nos | 7307 | 18.00 | 0.00 | Yes | Yes | No |  | finished_good |  | Buy external | No |  |  |  | Yes | Yes | Yes
AT • ABSSTEM Technologies LLP | PF290 | Bush Reducer,3/8" X 1/8",Brass,PBI,0-10 Barg,100° C,Male-PT | Piping and Fittings | Bush Reducer | Nos | 7412 | 18.00 | 0.00 | Yes | Yes | No |  | finished_good |  | Buy external | No |  |  |  | Yes | Yes | Yes
AT • ABSSTEM Technologies LLP | PF291 | Bush Reducer,3/8" X 1/4",Brass,PBI,0-10 Barg,100° C,Male-PT | Piping and Fittings | Bush Reducer | Nos | 7412 | 18.00 | 0.00 | Yes | Yes | No |  | finished_good |  | Buy external | No |  |  |  | Yes | Yes | Yes
AT • ABSSTEM Technologies LLP | PF292 | Bush Reducer,3/8" X 1/2",Brass,PBI,0-10 Barg,100° C,Male-PT | Piping and Fittings | Bush Reducer | Nos | 7412 | 18.00 | 0.00 | Yes | Yes | No |  | finished_good |  | Buy external | No |  |  |  | Yes | Yes | Yes
AT • ABSSTEM Technologies LLP | PF293 | Bush Reducer,1/4" X 1/2",Brass,PBI,0-10 Barg,100° C,Male-PT | Piping and Fittings | Bush Reducer | Nos | 7412 | 18.00 | 0.00 | Yes | Yes | No |  | finished_good |  | Buy external | No |  |  |  | Yes | Yes | Yes
AT • ABSSTEM Technologies LLP | PF294 | Bush Reducer,1/4" X 3/4",Brass,PBI,0-10 Barg,100° C,Male-PT | Piping and Fittings | Bush Reducer | Nos | 7412 | 18.00 | 0.00 | Yes | Yes | No |  | finished_good |  | Buy external | No |  |  |  | Yes | Yes | Yes
AT • ABSSTEM Technologies LLP | PF295 | Bush Reducer,1/4" X 1",Brass,PBI,0-10 Barg,100° C,Male-PT | Piping and Fittings | Bush Reducer | Nos | 7412 | 18.00 | 0.00 | Yes | Yes | No |  | finished_good |  | Buy external | No |  |  |  | Yes | Yes | Yes
AT • ABSSTEM Technologies LLP | PF296 | Bush Reducer,1/2" X 3/4",Brass,PBI,0-10 Barg,100° C,Male-PT | Piping and Fittings | Bush Reducer | Nos | 7412 | 18.00 | 0.00 | Yes | Yes | No |  | finished_good |  | Buy external | No |  |  |  | Yes | Yes | Yes
AT • ABSSTEM Technologies LLP | PF297 | Bush Reducer,1/2" X 1",Brass,PBI,0-10 Barg,100° C,Male-PT | Piping and Fittings | Bush Reducer | Nos | 7412 | 18.00 | 0.00 | Yes | Yes | No |  | finished_good |  | Buy external | No |  |  |  | Yes | Yes | Yes
AT • ABSSTEM Technologies LLP | PF298 | Bush Reducer,1/2" X 1.5",Brass,PBI,0-10 Barg,100° C,Male-PT | Piping and Fittings | Bush Reducer | Nos | 7412 | 18.00 | 0.00 | Yes | Yes | No |  | finished_good |  | Buy external | No |  |  |  | Yes | Yes | Yes
AT • ABSSTEM Technologies LLP | PF299 | Bush Reducer,3/4" X 1",Brass,PBI,0-10 Barg,100° C,Male-PT | Piping and Fittings | Bush Reducer | Nos | 7412 | 18.00 | 0.00 | Yes | Yes | No |  | finished_good |  | Buy external | No |  |  |  | Yes | Yes | Yes
AT • ABSSTEM Technologies LLP | PF3 | Hex Nipple,3/8",Brass,PBI,0-10 Barg,100° C,Male-PT | Piping and Fittings | Hex Nipple | Nos | 7307 | 18.00 | 0.00 | Yes | Yes | No |  | finished_good |  | Buy external | No |  |  |  | Yes | Yes | Yes
AT • ABSSTEM Technologies LLP | PF30 | Hex Nipple,3",SS-304,Atam,0-10 Barg,100° C,Male-NPT | Piping and Fittings | Hex Nipple | Nos | 7307 | 18.00 | 0.00 | Yes | Yes | No |  | finished_good |  | Buy external | No |  |  |  | Yes | Yes | Yes
AT • ABSSTEM Technologies LLP | PF300 | Bush Reducer,3/4" X 1.5",Brass,PBI,0-10 Barg,100° C,Male-PT | Piping and Fittings | Bush Reducer | Nos | 7412 | 18.00 | 0.00 | Yes | Yes | No |  | finished_good |  | Buy external | No |  |  |  | Yes | Yes | Yes
AT • ABSSTEM Technologies LLP | PF301 | Bush Reducer,1" X 1.5",Brass,PBI,0-10 Barg,100° C,Male-PT | Piping and Fittings | Bush Reducer | Nos | 7412 | 18.00 | 0.00 | Yes | Yes | No |  | finished_good |  | Buy external | No |  |  |  | Yes | Yes | Yes
AT • ABSSTEM Technologies LLP | PF302 | Bush Reducer,1.5" X 2",Brass,PBI,0-10 Barg,100° C,Male-PT | Piping and Fittings | Bush Reducer | Nos | 7412 | 18.00 | 0.00 | Yes | Yes | No |  | finished_good |  | Buy external | No |  |  |  | Yes | Yes | Yes
AT • ABSSTEM Technologies LLP | PF303 | Bush Reducer,2" X 2.5",Brass,PBI,0-10 Barg,100° C,Male-PT | Piping and Fittings | Bush Reducer | Nos | 7412 | 18.00 | 0.00 | Yes | Yes | No |  | finished_good |  | Buy external | No |  |  |  | Yes | Yes | Yes
AT • ABSSTEM Technologies LLP | PF304 | Bush Reducer,3/8" X 1/8",MS,,0-10 Barg,100° C,Male-NPT | Piping and Fittings | Bush Reducer | Nos | 7412 | 18.00 | 0.00 | Yes | Yes | No |  | finished_good |  | Buy external | No |  |  |  | Yes | Yes | Yes
AT • ABSSTEM Technologies LLP | PF305 | Bush Reducer,3/8" X 1/4",MS,,0-10 Barg,100° C,Male-NPT | Piping and Fittings | Bush Reducer | Nos | 7412 | 18.00 | 0.00 | Yes | Yes | No |  | finished_good |  | Buy external | No |  |  |  | Yes | Yes | Yes
AT • ABSSTEM Technologies LLP | PF306 | Bush Reducer,3/8" X 1/2",MS,,0-10 Barg,100° C,Male-NPT | Piping and Fittings | Bush Reducer | Nos | 7412 | 18.00 | 0.00 | Yes | Yes | No |  | finished_good |  | Buy external | No |  |  |  | Yes | Yes | Yes
AT • ABSSTEM Technologies LLP | PF307 | Bush Reducer,1/4" X 1/2",MS,,0-10 Barg,100° C,Male-NPT | Piping and Fittings | Bush Reducer | Nos | 7412 | 18.00 | 0.00 | Yes | Yes | No |  | finished_good |  | Buy external | No |  |  |  | Yes | Yes | Yes
AT • ABSSTEM Technologies LLP | PF308 | Bush Reducer,1/4" X 3/4",MS,,0-10 Barg,100° C,Male-NPT | Piping and Fittings | Bush Reducer | Nos | 7412 | 18.00 | 0.00 | Yes | Yes | No |  | finished_good |  | Buy external | No |  |  |  | Yes | Yes | Yes
AT • ABSSTEM Technologies LLP | PF309 | Bush Reducer,1/4" X 1",MS,,0-10 Barg,100° C,Male-NPT | Piping and Fittings | Bush Reducer | Nos | 7412 | 18.00 | 0.00 | Yes | Yes | No |  | finished_good |  | Buy external | No |  |  |  | Yes | Yes | Yes
AT • ABSSTEM Technologies LLP | PF31 | Hex Nipple,1/4",SS-316,Atam,0-10 Barg,100° C,Male-NPT | Piping and Fittings | Hex Nipple | Nos | 7307 | 18.00 | 0.00 | Yes | Yes | No |  | finished_good |  | Buy external | No |  |  |  | Yes | Yes | Yes
AT • ABSSTEM Technologies LLP | PF310 | Bush Reducer,1/2" X 3/4",MS,,0-10 Barg,100° C,Male-NPT | Piping and Fittings | Bush Reducer | Nos | 7412 | 18.00 | 0.00 | Yes | Yes | No |  | finished_good |  | Buy external | No |  |  |  | Yes | Yes | Yes
AT • ABSSTEM Technologies LLP | PF311 | Bush Reducer,1/2" X 1",MS,,0-10 Barg,100° C,Male-NPT | Piping and Fittings | Bush Reducer | Nos | 7412 | 18.00 | 0.00 | Yes | Yes | No |  | finished_good |  | Buy external | No |  |  |  | Yes | Yes | Yes
AT • ABSSTEM Technologies LLP | PF312 | Bush Reducer,1/2" X 1.5",MS,,0-10 Barg,100° C,Male-NPT | Piping and Fittings | Bush Reducer | Nos | 7412 | 18.00 | 0.00 | Yes | Yes | No |  | finished_good |  | Buy external | No |  |  |  | Yes | Yes | Yes
AT • ABSSTEM Technologies LLP | PF313 | Bush Reducer,3/4" X 1",MS,,0-10 Barg,100° C,Male-NPT | Piping and Fittings | Bush Reducer | Nos | 7412 | 18.00 | 0.00 | Yes | Yes | No |  | finished_good |  | Buy external | No |  |  |  | Yes | Yes | Yes
AT • ABSSTEM Technologies LLP | PF314 | Bush Reducer,3/4" X 1.5",MS,,0-10 Barg,100° C,Male-NPT | Piping and Fittings | Bush Reducer | Nos | 7412 | 18.00 | 0.00 | Yes | Yes | No |  | finished_good |  | Buy external | No |  |  |  | Yes | Yes | Yes
AT • ABSSTEM Technologies LLP | PF315 | Bush Reducer,1" X 1.5",MS,,0-10 Barg,100° C,Male-NPT | Piping and Fittings | Bush Reducer | Nos | 7412 | 18.00 | 0.00 | Yes | Yes | No |  | finished_good |  | Buy external | No |  |  |  | Yes | Yes | Yes
AT • ABSSTEM Technologies LLP | PF316 | Bush Reducer,1.5" X 2",MS,,0-10 Barg,100° C,Male-NPT | Piping and Fittings | Bush Reducer | Nos | 7412 | 18.00 | 0.00 | Yes | Yes | No |  | finished_good |  | Buy external | No |  |  |  | Yes | Yes | Yes
AT • ABSSTEM Technologies LLP | PF317 | Bush Reducer,2" X 2.5",MS,,0-10 Barg,100° C,Male-NPT | Piping and Fittings | Bush Reducer | Nos | 7412 | 18.00 | 0.00 | Yes | Yes | No |  | finished_good |  | Buy external | No |  |  |  | Yes | Yes | Yes
AT • ABSSTEM Technologies LLP | PF318 | Bush Reducer,3/8" X 1/8",SS-304,Atam,0-10 Barg,100° C,Male-NPT | Piping and Fittings | Bush Reducer | Nos | 7412 | 18.00 | 0.00 | Yes | Yes | No |  | finished_good |  | Buy external | No |  |  |  | Yes | Yes | Yes
AT • ABSSTEM Technologies LLP | PF319 | Bush Reducer,3/8" X 1/4",SS-304,Atam,0-10 Barg,100° C,Male-NPT | Piping and Fittings | Bush Reducer | Nos | 7412 | 18.00 | 0.00 | Yes | Yes | No |  | finished_good |  | Buy external | No |  |  |  | Yes | Yes | Yes
AT • ABSSTEM Technologies LLP | PF32 | Hex Nipple,1/8",SS-316,Atam,0-10 Barg,100° C,Male-NPT | Piping and Fittings | Hex Nipple | Nos | 7307 | 18.00 | 0.00 | Yes | Yes | No |  | finished_good |  | Buy external | No |  |  |  | Yes | Yes | Yes
AT • ABSSTEM Technologies LLP | PF320 | Bush Reducer,3/8" X 1/2",SS-304,Atam,0-10 Barg,100° C,Male-NPT | Piping and Fittings | Bush Reducer | Nos | 7412 | 18.00 | 0.00 | Yes | Yes | No |  | finished_good |  | Buy external | No |  |  |  | Yes | Yes | Yes
AT • ABSSTEM Technologies LLP | PF321 | Bush Reducer,1/4" X 1/2",SS-304,Atam,0-10 Barg,100° C,Male-NPT | Piping and Fittings | Bush Reducer | Nos | 7412 | 18.00 | 0.00 | Yes | Yes | No |  | finished_good |  | Buy external | No |  |  |  | Yes | Yes | Yes
AT • ABSSTEM Technologies LLP | PF322 | Bush Reducer,1/4" X 3/4",SS-304,Atam,0-10 Barg,100° C,Male-NPT | Piping and Fittings | Bush Reducer | Nos | 7412 | 18.00 | 0.00 | Yes | Yes | No |  | finished_good |  | Buy external | No |  |  |  | Yes | Yes | Yes
AT • ABSSTEM Technologies LLP | PF323 | Bush Reducer,1/4" X 1",SS-304,Atam,0-10 Barg,100° C,Male-NPT | Piping and Fittings | Bush Reducer | Nos | 7412 | 18.00 | 0.00 | Yes | Yes | No |  | finished_good |  | Buy external | No |  |  |  | Yes | Yes | Yes
AT • ABSSTEM Technologies LLP | PF324 | Bush Reducer,1/2" X 3/4",SS-304,Atam,0-10 Barg,100° C,Male-NPT | Piping and Fittings | Bush Reducer | Nos | 7412 | 18.00 | 0.00 | Yes | Yes | No |  | finished_good |  | Buy external | No |  |  |  | Yes | Yes | Yes
AT • ABSSTEM Technologies LLP | PF325 | Bush Reducer,1/2" X 1",SS-304,Atam,0-10 Barg,100° C,Male-NPT | Piping and Fittings | Bush Reducer | Nos | 7412 | 18.00 | 0.00 | Yes | Yes | No |  | finished_good |  | Buy external | No |  |  |  | Yes | Yes | Yes
AT • ABSSTEM Technologies LLP | PF326 | Bush Reducer,1/2" X 1.5",SS-304,Atam,0-10 Barg,100° C,Male-NPT | Piping and Fittings | Bush Reducer | Nos | 7412 | 18.00 | 0.00 | Yes | Yes | No |  | finished_good |  | Buy external | No |  |  |  | Yes | Yes | Yes
AT • ABSSTEM Technologies LLP | PF327 | Bush Reducer,3/4" X 1",SS-304,Atam,0-10 Barg,100° C,Male-NPT | Piping and Fittings | Bush Reducer | Nos | 7412 | 18.00 | 0.00 | Yes | Yes | No |  | finished_good |  | Buy external | No |  |  |  | Yes | Yes | Yes
AT • ABSSTEM Technologies LLP | PF328 | Bush Reducer,3/4" X 1.5",SS-304,Atam,0-10 Barg,100° C,Male-NPT | Piping and Fittings | Bush Reducer | Nos | 7412 | 18.00 | 0.00 | Yes | Yes | No |  | finished_good |  | Buy external | No |  |  |  | Yes | Yes | Yes
AT • ABSSTEM Technologies LLP | PF329 | Bush Reducer,1" X 1.5",SS-304,Atam,0-10 Barg,100° C,Male-NPT | Piping and Fittings | Bush Reducer | Nos | 7412 | 18.00 | 0.00 | Yes | Yes | No |  | finished_good |  | Buy external | No |  |  |  | Yes | Yes | Yes
AT • ABSSTEM Technologies LLP | PF33 | Hex Nipple,3/8",SS-316,Atam,0-10 Barg,100° C,Male-NPT | Piping and Fittings | Hex Nipple | Nos | 7307 | 18.00 | 0.00 | Yes | Yes | No |  | finished_good |  | Buy external | No |  |  |  | Yes | Yes | Yes
AT • ABSSTEM Technologies LLP | PF330 | Bush Reducer,1.5" X 2",SS-304,Atam,0-10 Barg,100° C,Male-NPT | Piping and Fittings | Bush Reducer | Nos | 7412 | 18.00 | 0.00 | Yes | Yes | No |  | finished_good |  | Buy external | No |  |  |  | Yes | Yes | Yes
AT • ABSSTEM Technologies LLP | PF331 | Bush Reducer,2" X 2.5",SS-304,Atam,0-10 Barg,100° C,Male-NPT | Piping and Fittings | Bush Reducer | Nos | 7412 | 18.00 | 0.00 | Yes | Yes | No |  | finished_good |  | Buy external | No |  |  |  | Yes | Yes | Yes
AT • ABSSTEM Technologies LLP | PF332 | Dead Plug,1/8",Brass,PBI,0-10 Barg.,100° C,Male-PT | Piping and Fittings | Dead Plug | Nos | 391739 | 18.00 | 0.00 | Yes | Yes | No |  | finished_good |  | Buy external | No |  |  |  | Yes | Yes | Yes
AT • ABSSTEM Technologies LLP | PF333 | Dead Plug,3/8",Brass,PBI,0-10 Barg.,100° C,Male-PT | Piping and Fittings | Dead Plug | Nos | 391739 | 18.00 | 0.00 | Yes | Yes | No |  | finished_good |  | Buy external | No |  |  |  | Yes | Yes | Yes
AT • ABSSTEM Technologies LLP | PF334 | Dead Plug,1/2",Brass,PBI,0-10 Barg.,100° C,Male-PT | Piping and Fittings | Dead Plug | Nos | 391739 | 18.00 | 0.00 | Yes | Yes | No |  | finished_good |  | Buy external | No |  |  |  | Yes | Yes | Yes
AT • ABSSTEM Technologies LLP | PF335 | Dead Plug,3/4",Brass,PBI,0-10 Barg.,100° C,Male-PT | Piping and Fittings | Dead Plug | Nos | 391739 | 18.00 | 0.00 | Yes | Yes | No |  | finished_good |  | Buy external | No |  |  |  | Yes | Yes | Yes
AT • ABSSTEM Technologies LLP | PF336 | Dead Plug,1",Brass,PBI,0-10 Barg.,100° C,Male-PT | Piping and Fittings | Dead Plug | Nos | 391739 | 18.00 | 0.00 | Yes | Yes | No |  | finished_good |  | Buy external | No |  |  |  | Yes | Yes | Yes
AT • ABSSTEM Technologies LLP | PF337 | Dead Plug,1/8",MS,,0-10 Barg.,100° C,Male-NPT | Piping and Fittings | Dead Plug | Nos | 391739 | 18.00 | 0.00 | Yes | Yes | No |  | finished_good |  | Buy external | No |  |  |  | Yes | Yes | Yes
AT • ABSSTEM Technologies LLP | PF338 | Dead Plug,3/8",MS,,0-10 Barg.,100° C,Male-NPT | Piping and Fittings | Dead Plug | Nos | 391739 | 18.00 | 0.00 | Yes | Yes | No |  | finished_good |  | Buy external | No |  |  |  | Yes | Yes | Yes
AT • ABSSTEM Technologies LLP | PF339 | Dead Plug,1/4",MS,,0-10 Barg.,100° C,Male-NPT | Piping and Fittings | Dead Plug | Nos | 391739 | 18.00 | 0.00 | Yes | Yes | No |  | finished_good |  | Buy external | No |  |  |  | Yes | Yes | Yes
AT • ABSSTEM Technologies LLP | PF34 | Hex Nipple,3/4",SS-316,Atam,0-10 Barg,100° C,Male-NPT | Piping and Fittings | Hex Nipple | Nos | 7307 | 18.00 | 0.00 | Yes | Yes | No |  | finished_good |  | Buy external | No |  |  |  | Yes | Yes | Yes
AT • ABSSTEM Technologies LLP | PF340 | Dead Plug,1/2",MS,,0-10 Barg.,100° C,Male-NPT | Piping and Fittings | Dead Plug | Nos | 391739 | 18.00 | 0.00 | Yes | Yes | No |  | finished_good |  | Buy external | No |  |  |  | Yes | Yes | Yes
AT • ABSSTEM Technologies LLP | PF341 | Dead Plug,3/4",MS,,0-10 Barg.,100° C,Male-NPT | Piping and Fittings | Dead Plug | Nos | 391739 | 18.00 | 0.00 | Yes | Yes | No |  | finished_good |  | Buy external | No |  |  |  | Yes | Yes | Yes
AT • ABSSTEM Technologies LLP | PF342 | Dead Plug,1",MS,,0-10 Barg.,100° C,Male-NPT | Piping and Fittings | Dead Plug | Nos | 391739 | 18.00 | 0.00 | Yes | Yes | No |  | finished_good |  | Buy external | No |  |  |  | Yes | Yes | Yes
AT • ABSSTEM Technologies LLP | PF343 | Dead Plug,1.5",MS,,0-10 Barg.,100° C,Male-NPT | Piping and Fittings | Dead Plug | Nos | 391739 | 18.00 | 0.00 | Yes | Yes | No |  | finished_good |  | Buy external | No |  |  |  | Yes | Yes | Yes
AT • ABSSTEM Technologies LLP | PF344 | Dead Plug,2",MS,,0-10 Barg.,100° C,Male-NPT | Piping and Fittings | Dead Plug | Nos | 391739 | 18.00 | 0.00 | Yes | Yes | No |  | finished_good |  | Buy external | No |  |  |  | Yes | Yes | Yes
AT • ABSSTEM Technologies LLP | PF345 | Dead Plug,2.5",MS,,0-10 Barg.,100° C,Male-NPT | Piping and Fittings | Dead Plug | Nos | 391739 | 18.00 | 0.00 | Yes | Yes | No |  | finished_good |  | Buy external | No |  |  |  | Yes | Yes | Yes
AT • ABSSTEM Technologies LLP | PF346 | Equal Cross,1/4",Brass,PBI,0-10 Barg.,100° C,Female-PT | Piping and Fittings | Equal Cross | Nos | 7412 | 18.00 | 0.00 | Yes | Yes | No |  | finished_good |  | Buy external | No |  |  |  | Yes | Yes | Yes
AT • ABSSTEM Technologies LLP | PF347 | Equal Cross,1/2",Brass,PBI,0-10 Barg.,100° C,Female-PT | Piping and Fittings | Equal Cross | Nos | 7412 | 18.00 | 0.00 | Yes | Yes | No |  | finished_good |  | Buy external | No |  |  |  | Yes | Yes | Yes
AT • ABSSTEM Technologies LLP | PF348 | Equal Cross,3/4",Brass,PBI,0-10 Barg.,100° C,Female-PT | Piping and Fittings | Equal Cross | Nos | 7412 | 18.00 | 0.00 | Yes | Yes | No |  | finished_good |  | Buy external | No |  |  |  | Yes | Yes | Yes
AT • ABSSTEM Technologies LLP | PF349 | Equal Cross,1",Brass,PBI,0-10 Barg.,100° C,Female-PT | Piping and Fittings | Equal Cross | Nos | 7412 | 18.00 | 0.00 | Yes | Yes | No |  | finished_good |  | Buy external | No |  |  |  | Yes | Yes | Yes
AT • ABSSTEM Technologies LLP | PF35 | Hex Nipple,1",SS-316,Atam,0-10 Barg,100° C,Male-NPT | Piping and Fittings | Hex Nipple | Nos | 7307 | 18.00 | 0.00 | Yes | Yes | No |  | finished_good |  | Buy external | No |  |  |  | Yes | Yes | Yes
AT • ABSSTEM Technologies LLP | PF350 | Equal Cross,1/4",SS-304,Atam,0-10 Barg.,100° C,Female-PT | Piping and Fittings | Equal Cross | Nos | 7412 | 18.00 | 0.00 | Yes | Yes | No |  | finished_good |  | Buy external | No |  |  |  | Yes | Yes | Yes
AT • ABSSTEM Technologies LLP | PF351 | Equal Cross,1/2",SS-304,Atam,0-10 Barg.,100° C,Female-PT | Piping and Fittings | Equal Cross | Nos | 7412 | 18.00 | 0.00 | Yes | Yes | No |  | finished_good |  | Buy external | No |  |  |  | Yes | Yes | Yes
AT • ABSSTEM Technologies LLP | PF352 | Equal Cross,3/4",SS-304,Atam,0-10 Barg.,100° C,Female-PT | Piping and Fittings | Equal Cross | Nos | 7412 | 18.00 | 0.00 | Yes | Yes | No |  | finished_good |  | Buy external | No |  |  |  | Yes | Yes | Yes
AT • ABSSTEM Technologies LLP | PF353 | Equal Cross,1",SS-304,Atam,0-10 Barg.,100° C,Female-PT | Piping and Fittings | Equal Cross | Nos | 7412 | 18.00 | 0.00 | Yes | Yes | No |  | finished_good |  | Buy external | No |  |  |  | Yes | Yes | Yes
AT • ABSSTEM Technologies LLP | PF354 | Hose Crimp,1/4",SS-304,,0-10 Barg.,100° C,Female-PT | Piping and Fittings | Hose Crimp | Nos | 4009 | 18.00 | 0.00 | Yes | Yes | No |  | finished_good |  | Buy external | No |  |  |  | Yes | Yes | Yes
AT • ABSSTEM Technologies LLP | PF355 | Hose Crimp,1/2",SS-304,,0-10 Barg.,100° C,Female-PT | Piping and Fittings | Hose Crimp | Nos | 4009 | 18.00 | 0.00 | Yes | Yes | No |  | finished_good |  | Buy external | No |  |  |  | Yes | Yes | Yes
AT • ABSSTEM Technologies LLP | PF356 | Hose Crimp,3/4",SS-304,,0-10 Barg.,100° C,Female-PT | Piping and Fittings | Hose Crimp | Nos | 4009 | 18.00 | 0.00 | Yes | Yes | No |  | finished_good |  | Buy external | No |  |  |  | Yes | Yes | Yes
AT • ABSSTEM Technologies LLP | PF357 | Hose Crimp,1",SS-304,,0-10 Barg.,100° C,Female-PT | Piping and Fittings | Hose Crimp | Nos | 4009 | 18.00 | 0.00 | Yes | Yes | No |  | finished_good |  | Buy external | No |  |  |  | Yes | Yes | Yes
AT • ABSSTEM Technologies LLP | PF358 | Hose Crimp,1.5",SS-304,,0-10 Barg.,100° C,Female-PT | Piping and Fittings | Hose Crimp | Nos | 4009 | 18.00 | 0.00 | Yes | Yes | No |  | finished_good |  | Buy external | No |  |  |  | Yes | Yes | Yes
AT • ABSSTEM Technologies LLP | PF359 | Hose Crimp,2",SS-304,,0-10 Barg.,100° C,Female-PT | Piping and Fittings | Hose Crimp | Nos | 4009 | 18.00 | 0.00 | Yes | Yes | No |  | finished_good |  | Buy external | No |  |  |  | Yes | Yes | Yes
AT • ABSSTEM Technologies LLP | PF36 | Hex Nipple,1.25",SS-316,Atam,0-10 Barg,100° C,Male-NPT | Piping and Fittings | Hex Nipple | Nos | 7307 | 18.00 | 0.00 | Yes | Yes | No |  | finished_good |  | Buy external | No |  |  |  | Yes | Yes | Yes
AT • ABSSTEM Technologies LLP | PF360 | Hose Nipple,1/2",Brass,PBI,0-10 Barg.,100° C,Male-NPT | Piping and Fittings | Hose Nipple | Nos | 7412 | 18.00 | 0.00 | Yes | Yes | No |  | finished_good |  | Buy external | No |  |  |  | Yes | Yes | Yes
AT • ABSSTEM Technologies LLP | PF361 | Hose Nipple,3/4",Brass,PBI,0-10 Barg.,100° C,Male-NPT | Piping and Fittings | Hose Nipple | Nos | 7412 | 18.00 | 0.00 | Yes | Yes | No |  | finished_good |  | Buy external | No |  |  |  | Yes | Yes | Yes
AT • ABSSTEM Technologies LLP | PF362 | Hose Nipple,1",Brass,PBI,0-10 Barg.,100° C,Male-NPT | Piping and Fittings | Hose Nipple | Nos | 7412 | 18.00 | 0.00 | Yes | Yes | No |  | finished_good |  | Buy external | No |  |  |  | Yes | Yes | Yes
AT • ABSSTEM Technologies LLP | PF363 | Hose Nipple,1.5",Brass,PBI,0-10 Barg.,100° C,Male-NPT | Piping and Fittings | Hose Nipple | Nos | 7412 | 18.00 | 0.00 | Yes | Yes | No |  | finished_good |  | Buy external | No |  |  |  | Yes | Yes | Yes
AT • ABSSTEM Technologies LLP | PF364 | Hose Nipple,2",Brass,PBI,0-10 Barg.,100° C,Male-NPT | Piping and Fittings | Hose Nipple | Nos | 7412 | 18.00 | 0.00 | Yes | Yes | No |  | finished_good |  | Buy external | No |  |  |  | Yes | Yes | Yes
AT • ABSSTEM Technologies LLP | PF365 | Hose Elbow,1/2",Brass,PBI,0-10 Barg.,100° C,Male-NPT | Piping and Fittings | Hose Elbow | Nos | 7412 | 18.00 | 0.00 | Yes | Yes | No |  | finished_good |  | Buy external | No |  |  |  | Yes | Yes | Yes
AT • ABSSTEM Technologies LLP | PF366 | Equal Tee,1/4",Brass,PBI,0-10 Barg.,100° C,Female-PT | Piping and Fittings | Equal Tee | Nos | 7412 | 18.00 | 0.00 | Yes | Yes | No |  | finished_good |  | Buy external | No |  |  |  | Yes | Yes | Yes
AT • ABSSTEM Technologies LLP | PF367 | Equal Tee,1/2",Brass,PBI,0-10 Barg.,100° C,Female-PT | Piping and Fittings | Equal Tee | Nos | 7412 | 18.00 | 0.00 | Yes | Yes | No |  | finished_good |  | Buy external | No |  |  |  | Yes | Yes | Yes
AT • ABSSTEM Technologies LLP | PF368 | Equal Tee,3/4",Brass,PBI,0-10 Barg.,100° C,Female-PT | Piping and Fittings | Equal Tee | Nos | 7412 | 18.00 | 0.00 | Yes | Yes | No |  | finished_good |  | Buy external | No |  |  |  | Yes | Yes | Yes
AT • ABSSTEM Technologies LLP | PF369 | Equal Tee,1",Brass,PBI,0-10 Barg.,100° C,Female-PT | Piping and Fittings | Equal Tee | Nos | 7412 | 18.00 | 0.00 | Yes | Yes | No |  | finished_good |  | Buy external | No |  |  |  | Yes | Yes | Yes
AT • ABSSTEM Technologies LLP | PF37 | Hex Nipple,1.5",SS-316,Atam,0-10 Barg,100° C,Male-NPT | Piping and Fittings | Hex Nipple | Nos | 7307 | 18.00 | 0.00 | Yes | Yes | No |  | finished_good |  | Buy external | No |  |  |  | Yes | Yes | Yes
AT • ABSSTEM Technologies LLP | PF370 | Equal Tee,3/8",SS-304,Atam,0-10 Barg.,100° C,Female-PT | Piping and Fittings | Equal Tee | Nos | 7412 | 18.00 | 0.00 | Yes | Yes | No |  | finished_good |  | Buy external | No |  |  |  | Yes | Yes | Yes
AT • ABSSTEM Technologies LLP | PF371 | Equal Tee,1/8",SS-304,Atam,0-10 Barg.,100° C,Female-PT | Piping and Fittings | Equal Tee | Nos | 7412 | 18.00 | 0.00 | Yes | Yes | No |  | finished_good |  | Buy external | No |  |  |  | Yes | Yes | Yes
AT • ABSSTEM Technologies LLP | PF372 | Equal Tee,1/4",SS-304,Atam,0-10 Barg.,100° C,Female-PT | Piping and Fittings | Equal Tee | Nos | 7412 | 18.00 | 0.00 | Yes | Yes | No |  | finished_good |  | Buy external | No |  |  |  | Yes | Yes | Yes
AT • ABSSTEM Technologies LLP | PF373 | Equal Tee,3/4",SS-304,Atam,0-10 Barg.,100° C,Female-PT | Piping and Fittings | Equal Tee | Nos | 7412 | 18.00 | 0.00 | Yes | Yes | No |  | finished_good |  | Buy external | No |  |  |  | Yes | Yes | Yes
AT • ABSSTEM Technologies LLP | PF374 | Equal Tee,1",SS-304,Atam,0-10 Barg.,100° C,Female-PT | Piping and Fittings | Equal Tee | Nos | 7412 | 18.00 | 0.00 | Yes | Yes | No |  | finished_good |  | Buy external | No |  |  |  | Yes | Yes | Yes
AT • ABSSTEM Technologies LLP | PF375 | Equal Tee,1.5",SS-304,Atam,0-10 Barg.,100° C,Female-PT | Piping and Fittings | Equal Tee | Nos | 7412 | 18.00 | 0.00 | Yes | Yes | No |  | finished_good |  | Buy external | No |  |  |  | Yes | Yes | Yes
AT • ABSSTEM Technologies LLP | PF376 | Equal Tee,2",SS-304,Atam,0-10 Barg.,100° C,Female-PT | Piping and Fittings | Equal Tee | Nos | 7412 | 18.00 | 0.00 | Yes | Yes | No |  | finished_good |  | Buy external | No |  |  |  | Yes | Yes | Yes
AT • ABSSTEM Technologies LLP | PF377 | Equal Tee,3/8",MS,,0-10 Barg.,100° C,Female-PT | Piping and Fittings | Equal Tee | Nos | 7412 | 18.00 | 0.00 | Yes | Yes | No |  | finished_good |  | Buy external | No |  |  |  | Yes | Yes | Yes
AT • ABSSTEM Technologies LLP | PF378 | Equal Tee,1/8",MS,,0-10 Barg.,100° C,Female-PT | Piping and Fittings | Equal Tee | Nos | 7412 | 18.00 | 0.00 | Yes | Yes | No |  | finished_good |  | Buy external | No |  |  |  | Yes | Yes | Yes
AT • ABSSTEM Technologies LLP | PF379 | Equal Tee,1/4",MS,,0-10 Barg.,100° C,Female-PT | Piping and Fittings | Equal Tee | Nos | 7412 | 18.00 | 0.00 | Yes | Yes | No |  | finished_good |  | Buy external | No |  |  |  | Yes | Yes | Yes
AT • ABSSTEM Technologies LLP | PF38 | Hex Nipple,2",SS-316,Atam,0-10 Barg,100° C,Male-NPT | Piping and Fittings | Hex Nipple | Nos | 7307 | 18.00 | 0.00 | Yes | Yes | No |  | finished_good |  | Buy external | No |  |  |  | Yes | Yes | Yes
AT • ABSSTEM Technologies LLP | PF380 | Equal Tee,1/2",MS,,0-10 Barg.,100° C,Female-PT | Piping and Fittings | Equal Tee | Nos | 7412 | 18.00 | 0.00 | Yes | Yes | No |  | finished_good |  | Buy external | No |  |  |  | Yes | Yes | Yes
AT • ABSSTEM Technologies LLP | PF381 | Equal Tee,3/4",MS,,0-10 Barg.,100° C,Female-PT | Piping and Fittings | Equal Tee | Nos | 7412 | 18.00 | 0.00 | Yes | Yes | No |  | finished_good |  | Buy external | No |  |  |  | Yes | Yes | Yes
AT • ABSSTEM Technologies LLP | PF382 | Equal Tee,1",MS,,0-10 Barg.,100° C,Female-PT | Piping and Fittings | Equal Tee | Nos | 7412 | 18.00 | 0.00 | Yes | Yes | No |  | finished_good |  | Buy external | No |  |  |  | Yes | Yes | Yes
AT • ABSSTEM Technologies LLP | PF383 | Equal Tee,1/2",Composite,Jindal,0-16 Barg., (-20°C to 60°C),Pipe Connector | Piping and Fittings | Equal Tee | Nos | 7307 | 18.00 | 0.00 | Yes | Yes | No |  | finished_good |  | Buy external | No |  |  |  | Yes | Yes | Yes
AT • ABSSTEM Technologies LLP | PF384 | Equal Tee,3/4",Composite,Jindal,0-16 Barg., (-20°C to 60°C),Pipe Connector | Piping and Fittings | Equal Tee | Nos | 7307 | 18.00 | 0.00 | Yes | Yes | No |  | finished_good |  | Buy external | No |  |  |  | Yes | Yes | Yes
AT • ABSSTEM Technologies LLP | PF385 | Equal Tee,1",Composite,Jindal,0-16 Barg., (-20°C to 60°C),Pipe Connector | Piping and Fittings | Equal Tee | Nos | 7307 | 18.00 | 0.00 | Yes | Yes | No |  | finished_good |  | Buy external | No |  |  |  | Yes | Yes | Yes
AT • ABSSTEM Technologies LLP | PF386 | Equal Tee,1.5",Composite,Jindal,0-16 Barg., (-20°C to 60°C),Pipe Connector | Piping and Fittings | Equal Tee | Nos | 7307 | 18.00 | 0.00 | Yes | Yes | No |  | finished_good |  | Buy external | No |  |  |  | Yes | Yes | Yes
AT • ABSSTEM Technologies LLP | PF387 | Equal Tee,2",Composite,Jindal,0-16 Barg., (-20°C to 60°C),Pipe Connector | Piping and Fittings | Equal Tee | Nos | 7307 | 18.00 | 0.00 | Yes | Yes | No |  | finished_good |  | Buy external | No |  |  |  | Yes | Yes | Yes
AT • ABSSTEM Technologies LLP | PF388 | Equal Tee,1/4",MS,Forged,0-10 Barg.,100° C,Pipe Welding | Piping and Fittings | Equal Tee | Nos | 7412 | 18.00 | 0.00 | Yes | Yes | No |  | finished_good |  | Buy external | No |  |  |  | Yes | Yes | Yes
AT • ABSSTEM Technologies LLP | PF389 | Equal Tee,1/2",MS,Forged,0-10 Barg.,100° C,Pipe Welding | Piping and Fittings | Equal Tee | Nos | 7412 | 18.00 | 0.00 | Yes | Yes | No |  | finished_good |  | Buy external | No |  |  |  | Yes | Yes | Yes
AT • ABSSTEM Technologies LLP | PF39 | Hex Nipple,2.5",SS-316,Atam,0-10 Barg,100° C,Male-NPT | Piping and Fittings | Hex Nipple | Nos | 7307 | 18.00 | 0.00 | Yes | Yes | No |  | finished_good |  | Buy external | No |  |  |  | Yes | Yes | Yes
AT • ABSSTEM Technologies LLP | PF390 | Equal Tee,3/4",MS,Forged,0-10 Barg.,100° C,Pipe Welding | Piping and Fittings | Equal Tee | Nos | 7412 | 18.00 | 0.00 | Yes | Yes | No |  | finished_good |  | Buy external | No |  |  |  | Yes | Yes | Yes
AT • ABSSTEM Technologies LLP | PF391 | Equal Tee,1",MS,Forged,0-10 Barg.,100° C,Pipe Welding | Piping and Fittings | Equal Tee | Nos | 7412 | 18.00 | 0.00 | Yes | Yes | No |  | finished_good |  | Buy external | No |  |  |  | Yes | Yes | Yes
AT • ABSSTEM Technologies LLP | PF392 | Equal Tee,1.5",MS,Forged,0-10 Barg.,100° C,Pipe Welding | Piping and Fittings | Equal Tee | Nos | 7412 | 18.00 | 0.00 | Yes | Yes | No |  | finished_good |  | Buy external | No |  |  |  | Yes | Yes | Yes
AT • ABSSTEM Technologies LLP | PF393 | Equal Tee,2",MS,Forged,0-10 Barg.,100° C,Pipe Welding | Piping and Fittings | Equal Tee | Nos | 7412 | 18.00 | 0.00 | Yes | Yes | No |  | finished_good |  | Buy external | No |  |  |  | Yes | Yes | Yes
AT • ABSSTEM Technologies LLP | PF394 | Equal Tee,2.5",MS,Forged,0-10 Barg.,100° C,Pipe Welding | Piping and Fittings | Equal Tee | Nos | 7412 | 18.00 | 0.00 | Yes | Yes | No |  | finished_good |  | Buy external | No |  |  |  | Yes | Yes | Yes
AT • ABSSTEM Technologies LLP | PF395 | Equal Tee,3",MS,Forged,0-10 Barg.,100° C,Pipe Welding | Piping and Fittings | Equal Tee | Nos | 7412 | 18.00 | 0.00 | Yes | Yes | No |  | finished_good |  | Buy external | No |  |  |  | Yes | Yes | Yes
AT • ABSSTEM Technologies LLP | PF396 | Equal Tee,1/4",SS-304,Forged,0-10 Barg.,100° C,Pipe Welding | Piping and Fittings | Equal Tee | Nos | 7412 | 18.00 | 0.00 | Yes | Yes | No |  | finished_good |  | Buy external | No |  |  |  | Yes | Yes | Yes
AT • ABSSTEM Technologies LLP | PF397 | Equal Tee,1/2",SS-304,Forged,0-10 Barg.,100° C,Pipe Welding | Piping and Fittings | Equal Tee | Nos | 7412 | 18.00 | 0.00 | Yes | Yes | No |  | finished_good |  | Buy external | No |  |  |  | Yes | Yes | Yes
AT • ABSSTEM Technologies LLP | PF398 | Equal Tee,3/4",SS-304,Forged,0-10 Barg.,100° C,Pipe Welding | Piping and Fittings | Equal Tee | Nos | 7412 | 18.00 | 0.00 | Yes | Yes | No |  | finished_good |  | Buy external | No |  |  |  | Yes | Yes | Yes
AT • ABSSTEM Technologies LLP | PF399 | Equal Tee,1",SS-304,Forged,0-10 Barg.,100° C,Pipe Welding | Piping and Fittings | Equal Tee | Nos | 7412 | 18.00 | 0.00 | Yes | Yes | No |  | finished_good |  | Buy external | No |  |  |  | Yes | Yes | Yes
AT • ABSSTEM Technologies LLP | PF4 | Hex Nipple,3/4",Brass,PBI,0-10 Barg,100° C,Male-PT | Piping and Fittings | Hex Nipple | Nos | 7307 | 18.00 | 0.00 | Yes | Yes | No |  | finished_good |  | Buy external | No |  |  |  | Yes | Yes | Yes
AT • ABSSTEM Technologies LLP | PF40 | Hex Nipple,3",SS-316,Atam,0-10 Barg,100° C,Male-NPT | Piping and Fittings | Hex Nipple | Nos | 7307 | 18.00 | 0.00 | Yes | Yes | No |  | finished_good |  | Buy external | No |  |  |  | Yes | Yes | Yes
AT • ABSSTEM Technologies LLP | PF400 | Equal Tee,1.5",SS-304,Forged,0-10 Barg.,100° C,Pipe Welding | Piping and Fittings | Equal Tee | Nos | 7412 | 18.00 | 0.00 | Yes | Yes | No |  | finished_good |  | Buy external | No |  |  |  | Yes | Yes | Yes
AT • ABSSTEM Technologies LLP | PF401 | Equal Tee,2",SS-304,Forged,0-10 Barg.,100° C,Pipe Welding | Piping and Fittings | Equal Tee | Nos | 7412 | 18.00 | 0.00 | Yes | Yes | No |  | finished_good |  | Buy external | No |  |  |  | Yes | Yes | Yes
AT • ABSSTEM Technologies LLP | PF402 | Equal Tee,2.5",SS-304,Forged,0-10 Barg.,100° C,Pipe Welding | Piping and Fittings | Equal Tee | Nos | 7412 | 18.00 | 0.00 | Yes | Yes | No |  | finished_good |  | Buy external | No |  |  |  | Yes | Yes | Yes
AT • ABSSTEM Technologies LLP | PF403 | Equal Tee,3",SS-304,Forged,0-10 Barg.,100° C,Pipe Welding | Piping and Fittings | Equal Tee | Nos | 7412 | 18.00 | 0.00 | Yes | Yes | No |  | finished_good |  | Buy external | No |  |  |  | Yes | Yes | Yes
AT • ABSSTEM Technologies LLP | PF404 | Hose,1/4",Without Crimping,Synthetic Rubber,Parker-R6,N/A,0-35 Barg,(-35°C to 100°C) | Piping and Fittings | Hose | Mtr | 391739 | 18.00 | 0.00 | Yes | Yes | No |  | finished_good |  | Buy external | No |  |  |  | Yes | Yes | Yes
AT • ABSSTEM Technologies LLP | PF405 | Hose,1/4",Crimped,Synthetic Rubber,Parker-R6,Female-PT,0-35 Barg,(-35°C to 100°C) | Piping and Fittings | Hose | Mtr | 391739 | 18.00 | 0.00 | Yes | Yes | No |  | finished_good |  | Buy external | No |  |  |  | Yes | Yes | Yes
AT • ABSSTEM Technologies LLP | PF406 | Hose,1/2",Without Crimping,Synthetic Rubber,Parker-R6,N/A,0-35 Barg,(-35°C to 100°C) | Piping and Fittings | Hose | Mtr | 391739 | 18.00 | 0.00 | Yes | Yes | No |  | finished_good |  | Buy external | No |  |  |  | Yes | Yes | Yes
AT • ABSSTEM Technologies LLP | PF407 | Hose,1/2",Crimped,Synthetic Rubber,Parker-R6,Female-PT,0-35 Barg,(-35°C to 100°C) | Piping and Fittings | Hose | Mtr | 391739 | 18.00 | 0.00 | Yes | Yes | No |  | finished_good |  | Buy external | No |  |  |  | Yes | Yes | Yes
AT • ABSSTEM Technologies LLP | PF408 | Hose,3/4",Without Crimping,Synthetic Rubber,Parker-R6,N/A,0-35 Barg,(-35°C to 100°C) | Piping and Fittings | Hose | Mtr | 391739 | 18.00 | 0.00 | Yes | Yes | No |  | finished_good |  | Buy external | No |  |  |  | Yes | Yes | Yes
AT • ABSSTEM Technologies LLP | PF409 | Hose,3/4",Crimped,Synthetic Rubber,Parker-R6,Female-PT,0-35 Barg,(-35°C to 100°C) | Piping and Fittings | Hose | Mtr | 391739 | 18.00 | 0.00 | Yes | Yes | No |  | finished_good |  | Buy external | No |  |  |  | Yes | Yes | Yes
AT • ABSSTEM Technologies LLP | PF41 | Hex Nipple,1/4",GI,,0-10 Barg,100° C,Male-PT | Piping and Fittings | Hex Nipple | Nos | 7307 | 18.00 | 0.00 | Yes | Yes | No |  | finished_good |  | Buy external | No |  |  |  | Yes | Yes | Yes
AT • ABSSTEM Technologies LLP | PF410 | Hose,1",Without Crimping,Synthetic Rubber,Parker-R6,N/A,0-35 Barg,(-35°C to 100°C) | Piping and Fittings | Hose | Mtr | 391739 | 18.00 | 0.00 | Yes | Yes | No |  | finished_good |  | Buy external | No |  |  |  | Yes | Yes | Yes
AT • ABSSTEM Technologies LLP | PF411 | Hose,1",Crimped,Synthetic Rubber,Parker-R6,Female-PT,0-35 Barg,(-35°C to 100°C) | Piping and Fittings | Hose | Mtr | 391739 | 18.00 | 0.00 | Yes | Yes | No |  | finished_good |  | Buy external | No |  |  |  | Yes | Yes | Yes
AT • ABSSTEM Technologies LLP | PF412 | Hose,1/2",Without Crimping,Synthetic Rubber,Parker-R1,N/A,0-35 Barg,(-35°C to 100°C) | Piping and Fittings | Hose | Mtr | 391739 | 18.00 | 0.00 | Yes | Yes | No |  | finished_good |  | Buy external | No |  |  |  | Yes | Yes | Yes
AT • ABSSTEM Technologies LLP | PF413 | Hose,1/2",Crimped,Synthetic Rubber,Parker-R1,Female-PT,0-35 Barg,(-35°C to 100°C) | Piping and Fittings | Hose | Mtr | 391739 | 18.00 | 0.00 | Yes | Yes | No |  | finished_good |  | Buy external | No |  |  |  | Yes | Yes | Yes
AT • ABSSTEM Technologies LLP | PF414 | Hose,3/4",Without Crimping,Synthetic Rubber,Parker-R1,N/A,0-35 Barg,(-35°C to 100°C) | Piping and Fittings | Hose | Mtr | 391739 | 18.00 | 0.00 | Yes | Yes | No |  | finished_good |  | Buy external | No |  |  |  | Yes | Yes | Yes
AT • ABSSTEM Technologies LLP | PF415 | Hose,3/4",Crimped,Synthetic Rubber,Parker-R1,Female-PT,0-35 Barg,(-35°C to 100°C) | Piping and Fittings | Hose | Mtr | 391739 | 18.00 | 0.00 | Yes | Yes | No |  | finished_good |  | Buy external | No |  |  |  | Yes | Yes | Yes
AT • ABSSTEM Technologies LLP | PF416 | Hose,1",Without Crimping,Synthetic Rubber,Parker-R1,N/A,0-35 Barg,(-35°C to 100°C) | Piping and Fittings | Hose | Mtr | 391739 | 18.00 | 0.00 | Yes | Yes | No |  | finished_good |  | Buy external | No |  |  |  | Yes | Yes | Yes
AT • ABSSTEM Technologies LLP | PF417 | Hose,1",Crimped,Synthetic Rubber,Parker-R1,Female-PT,0-35 Barg,(-35°C to 100°C) | Piping and Fittings | Hose | Mtr | 391739 | 18.00 | 0.00 | Yes | Yes | No |  | finished_good |  | Buy external | No |  |  |  | Yes | Yes | Yes
AT • ABSSTEM Technologies LLP | PF418 | Hose,1.5",Without Crimping,Synthetic Rubber,Parker-Air Master,N/A,0-35 Barg,(-35°C to 100°C) | Piping and Fittings | Hose | Mtr | 391739 | 18.00 | 0.00 | Yes | Yes | No |  | finished_good |  | Buy external | No |  |  |  | Yes | Yes | Yes
AT • ABSSTEM Technologies LLP | PF419 | Hose,1.5",Crimped,Synthetic Rubber,Parker-Air Master,Female-PT,0-35 Barg,(-35°C to 100°C) | Piping and Fittings | Hose | Mtr | 391739 | 18.00 | 0.00 | Yes | Yes | No |  | finished_good |  | Buy external | No |  |  |  | Yes | Yes | Yes
AT • ABSSTEM Technologies LLP | PF42 | Hex Nipple,1/8",GI,,0-10 Barg,100° C,Male-PT | Piping and Fittings | Hex Nipple | Nos | 7307 | 18.00 | 0.00 | Yes | Yes | No |  | finished_good |  | Buy external | No |  |  |  | Yes | Yes | Yes
AT • ABSSTEM Technologies LLP | PF420 | Hose,2",Without Crimping,Synthetic Rubber,Parker-Air Master,N/A,0-35 Barg,(-35°C to 100°C) | Piping and Fittings | Hose | Mtr | 391739 | 18.00 | 0.00 | Yes | Yes | No |  | finished_good |  | Buy external | No |  |  |  | Yes | Yes | Yes
AT • ABSSTEM Technologies LLP | PF421 | Hose,2",Crimped,Synthetic Rubber,Parker-Air Master,Female-PT,0-35 Barg,(-35°C to 100°C) | Piping and Fittings | Hose | MTR | 391739 | 18.00 | 0.00 | Yes | Yes | No |  | finished_good |  | Buy external | No |  |  |  | Yes | Yes | Yes
AT • ABSSTEM Technologies LLP | PF422 | Hose,1/4",Without Crimping,Teflon with SS Braiding,,N/A,0-8 Barg,(-240°C to 260°C) | Piping and Fittings | Hose | MTR | 391739 | 18.00 | 0.00 | Yes | Yes | No |  | finished_good |  | Buy external | No |  |  |  | Yes | Yes | Yes
AT • ABSSTEM Technologies LLP | PF423 | Hose,1/4",Crimped,Teflon with SS Braiding,,Female-PT,0-8 Barg,(-240°C to 260°C) | Piping and Fittings | Hose | MTR | 391739 | 18.00 | 0.00 | Yes | Yes | No |  | finished_good |  | Buy external | No |  |  |  | Yes | Yes | Yes
AT • ABSSTEM Technologies LLP | PF424 | Hose,1/2",Without Crimping,Teflon with SS Braiding,,N/A,0-8 Barg,(-240°C to 260°C) | Piping and Fittings | Hose | MTR | 391739 | 18.00 | 0.00 | Yes | Yes | No |  | finished_good |  | Buy external | No |  |  |  | Yes | Yes | Yes
AT • ABSSTEM Technologies LLP | PF425 | Hose,1/2",Crimped,Teflon with SS Braiding,,Female-PT,0-8 Barg,(-240°C to 260°C) | Piping and Fittings | Hose | MTR | 391739 | 18.00 | 0.00 | Yes | Yes | No |  | finished_good |  | Buy external | No |  |  |  | Yes | Yes | Yes
AT • ABSSTEM Technologies LLP | PF426 | Hose,3/4",Without Crimping,Teflon with SS Braiding,,N/A,0-8 Barg,(-240°C to 260°C) | Piping and Fittings | Hose | MTR | 391739 | 18.00 | 0.00 | Yes | Yes | No |  | finished_good |  | Buy external | No |  |  |  | Yes | Yes | Yes
AT • ABSSTEM Technologies LLP | PF427 | Hose,3/4",Crimped,Teflon with SS Braiding,,Female-PT,0-8 Barg,(-240°C to 260°C) | Piping and Fittings | Hose | MTR | 391739 | 18.00 | 0.00 | Yes | Yes | No |  | finished_good |  | Buy external | No |  |  |  | Yes | Yes | Yes
AT • ABSSTEM Technologies LLP | PF428 | Hose,1",Without Crimping,Teflon with SS Braiding,,N/A,0-8 Barg,(-240°C to 260°C) | Piping and Fittings | Hose | MTR | 391739 | 18.00 | 0.00 | Yes | Yes | No |  | finished_good |  | Buy external | No |  |  |  | Yes | Yes | Yes
AT • ABSSTEM Technologies LLP | PF429 | Hose,1",Crimped,Teflon with SS Braiding,,Female-PT,0-8 Barg,(-240°C to 260°C) | Piping and Fittings | Hose | MTR | 391739 | 18.00 | 0.00 | Yes | Yes | No |  | finished_good |  | Buy external | No |  |  |  | Yes | Yes | Yes
AT • ABSSTEM Technologies LLP | PF43 | Hex Nipple,3/8",GI,,0-10 Barg,100° C,Male-PT | Piping and Fittings | Hex Nipple | Nos | 7307 | 18.00 | 0.00 | Yes | Yes | No |  | finished_good |  | Buy external | No |  |  |  | Yes | Yes | Yes
AT • ABSSTEM Technologies LLP | PF430 | Pipe,ID 100 mm,6 mm (SCH 40),MS,Seamless,,0-20 Barg,(-45°C to 400°C) | Piping and Fittings | Pipe | MTR | 7306 | 18.00 | 0.00 | Yes | Yes | No |  | finished_good |  | Buy external | No |  |  |  | Yes | Yes | Yes
AT • ABSSTEM Technologies LLP | PF431 | Pipe,ID 207 mm,6 mm (SCH 40),MS,Seamless,,0-20 Barg,(-45°C to 400°C) | Piping and Fittings | Pipe | MTR | 7306 | 18.00 | 0.00 | Yes | Yes | No |  | finished_good |  | Buy external | No |  |  |  | Yes | Yes | Yes
AT • ABSSTEM Technologies LLP | PF432 | Pipe,ID 310 mm,6 mm (SCH 40),MS,Seamless,,0-20 Barg,(-45°C to 400°C) | Piping and Fittings | Pipe | MTR | 7306 | 18.00 | 0.00 | Yes | Yes | No |  | finished_good |  | Buy external | No |  |  |  | Yes | Yes | Yes
AT • ABSSTEM Technologies LLP | PF433 | Pipe,ID 344 mm,6 mm (SCH 40),MS,Seamless,,0-20 Barg,(-45°C to 400°C) | Piping and Fittings | Pipe | MTR | 7306 | 18.00 | 0.00 | Yes | Yes | No |  | finished_good |  | Buy external | No |  |  |  | Yes | Yes | Yes
AT • ABSSTEM Technologies LLP | PF434 | Pipe,ID 394 mm,6 mm (SCH 40),MS,Seamless,,0-20 Barg,(-45°C to 400°C) | Piping and Fittings | Pipe | MTR | 7306 | 18.00 | 0.00 | Yes | Yes | No |  | finished_good |  | Buy external | No |  |  |  | Yes | Yes | Yes
AT • ABSSTEM Technologies LLP | PF435 | Pipe,ID 12 mm,2 mm,PL-AL-PL,ERW,Jindal,0-10 Barg,60°C | Piping and Fittings | Pipe | MTR | 391721 | 18.00 | 0.00 | Yes | Yes | No |  | finished_good |  | Buy external | No |  |  |  | Yes | Yes | Yes
AT • ABSSTEM Technologies LLP | PF436 | Pipe,ID 16 mm,2 mm,PL-AL-PL,ERW,Jindal,0-10 Barg,60°C | Piping and Fittings | Pipe | MTR | 391721 | 18.00 | 0.00 | Yes | Yes | No |  | finished_good |  | Buy external | No |  |  |  | Yes | Yes | Yes
AT • ABSSTEM Technologies LLP | PF437 | Pipe,ID 20 mm,2.5 mm,PL-AL-PL,ERW,Jindal,0-10 Barg,60°C | Piping and Fittings | Pipe | MTR | 391721 | 18.00 | 0.00 | Yes | Yes | No |  | finished_good |  | Buy external | No |  |  |  | Yes | Yes | Yes
AT • ABSSTEM Technologies LLP | PF438 | Pipe,ID 25 mm,3.5 mm,PL-AL-PL,ERW,Jindal,0-10 Barg,60°C | Piping and Fittings | Pipe | MTR | 391721 | 18.00 | 0.00 | Yes | Yes | No |  | finished_good |  | Buy external | No |  |  |  | Yes | Yes | Yes
AT • ABSSTEM Technologies LLP | PF439 | Pipe,ID 32 mm,4 mm,PL-AL-PL,ERW,Jindal,0-10 Barg,60°C | Piping and Fittings | Pipe | MTR | 391721 | 18.00 | 0.00 | Yes | Yes | No |  | finished_good |  | Buy external | No |  |  |  | Yes | Yes | Yes
AT • ABSSTEM Technologies LLP | PF44 | Hex Nipple,3/4",GI,,0-10 Barg,100° C,Male-PT | Piping and Fittings | Hex Nipple | Nos | 7307 | 18.00 | 0.00 | Yes | Yes | No |  | finished_good |  | Buy external | No |  |  |  | Yes | Yes | Yes
AT • ABSSTEM Technologies LLP | PF440 | Pipe,ID 40 mm,5 mm,PL-AL-PL,ERW,Jindal,0-10 Barg,60°C | Piping and Fittings | Pipe | MTR | 391721 | 18.00 | 0.00 | Yes | Yes | No |  | finished_good |  | Buy external | No |  |  |  | Yes | Yes | Yes
AT • ABSSTEM Technologies LLP | PF441 | Pipe,ID 2 mm,0.5 mm,SS-304,ERW,,0-10 Barg,60°C | Piping and Fittings | Pipe | MTR | 730690 | 18.00 | 0.00 | Yes | Yes | No |  | finished_good |  | Buy external | No |  |  |  | Yes | Yes | Yes
AT • ABSSTEM Technologies LLP | PF442 | Flange,Raised Face,1/2",MS,150 #,,0-10 Barg.,150° C | Piping and Fittings | Flange | Nos | 730722 | 18.00 | 0.00 | Yes | Yes | No |  | finished_good |  | Buy external | No |  |  |  | Yes | Yes | Yes
AT • ABSSTEM Technologies LLP | PF443 | Flange,Raised Face,3/4",MS,150 #,,0-10 Barg.,150° C | Piping and Fittings | Flange | Nos | 730722 | 18.00 | 0.00 | Yes | Yes | No |  | finished_good |  | Buy external | No |  |  |  | Yes | Yes | Yes
AT • ABSSTEM Technologies LLP | PF444 | Flange,Raised Face,1",MS,150 #,,0-10 Barg.,150° C | Piping and Fittings | Flange | Nos | 730722 | 18.00 | 0.00 | Yes | Yes | No |  | finished_good |  | Buy external | No |  |  |  | Yes | Yes | Yes
AT • ABSSTEM Technologies LLP | PF445 | Flange,Raised Face,1.25",MS,150 #,,0-10 Barg.,150° C | Piping and Fittings | Flange | Nos | 730722 | 18.00 | 0.00 | Yes | Yes | No |  | finished_good |  | Buy external | No |  |  |  | Yes | Yes | Yes
AT • ABSSTEM Technologies LLP | PF446 | Flange,Raised Face,1.5",MS,150 #,,0-10 Barg.,150° C | Piping and Fittings | Flange | Nos | 730722 | 18.00 | 0.00 | Yes | Yes | No |  | finished_good |  | Buy external | No |  |  |  | Yes | Yes | Yes
AT • ABSSTEM Technologies LLP | PF447 | Flange,Raised Face,2",MS,150 #,,0-10 Barg.,150° C | Piping and Fittings | Flange | Nos | 730722 | 18.00 | 0.00 | Yes | Yes | No |  | finished_good |  | Buy external | No |  |  |  | Yes | Yes | Yes
AT • ABSSTEM Technologies LLP | PF448 | Flange,Raised Face,2.5",MS,150 #,,0-10 Barg.,150° C | Piping and Fittings | Flange | Nos | 730722 | 18.00 | 0.00 | Yes | Yes | No |  | finished_good |  | Buy external | No |  |  |  | Yes | Yes | Yes
AT • ABSSTEM Technologies LLP | PF449 | Flange,Raised Face,3",MS,150 #,,0-10 Barg.,150° C | Piping and Fittings | Flange | Nos | 730722 | 18.00 | 0.00 | Yes | Yes | No |  | finished_good |  | Buy external | No |  |  |  | Yes | Yes | Yes
AT • ABSSTEM Technologies LLP | PF45 | Hex Nipple,1",GI,,0-10 Barg,100° C,Male-PT | Piping and Fittings | Hex Nipple | Nos | 7307 | 18.00 | 0.00 | Yes | Yes | No |  | finished_good |  | Buy external | No |  |  |  | Yes | Yes | Yes
AT • ABSSTEM Technologies LLP | PF450 | Flange,Raised Face,4",MS,150 #,,0-10 Barg.,150° C | Piping and Fittings | Flange | Nos | 730722 | 18.00 | 0.00 | Yes | Yes | No |  | finished_good |  | Buy external | No |  |  |  | Yes | Yes | Yes
AT • ABSSTEM Technologies LLP | PF451 | Flange,Raised Face,1/2",SS,150 #,,0-10 Barg.,150° C | Piping and Fittings | Flange | Nos | 730722 | 18.00 | 0.00 | Yes | Yes | No |  | finished_good |  | Buy external | No |  |  |  | Yes | Yes | Yes
AT • ABSSTEM Technologies LLP | PF452 | Flange,Raised Face,3/4",SS,150 #,,0-10 Barg.,150° C | Piping and Fittings | Flange | Nos | 730722 | 18.00 | 0.00 | Yes | Yes | No |  | finished_good |  | Buy external | No |  |  |  | Yes | Yes | Yes
AT • ABSSTEM Technologies LLP | PF453 | Flange,Raised Face,1",SS,150 #,,0-10 Barg.,150° C | Piping and Fittings | Flange | Nos | 730722 | 18.00 | 0.00 | Yes | Yes | No |  | finished_good |  | Buy external | No |  |  |  | Yes | Yes | Yes
AT • ABSSTEM Technologies LLP | PF454 | Flange,Raised Face,1.25",SS,150 #,,0-10 Barg.,150° C | Piping and Fittings | Flange | Nos | 730722 | 18.00 | 0.00 | Yes | Yes | No |  | finished_good |  | Buy external | No |  |  |  | Yes | Yes | Yes
AT • ABSSTEM Technologies LLP | PF455 | Flange,Raised Face,1.5",SS,150 #,,0-10 Barg.,150° C | Piping and Fittings | Flange | Nos | 730722 | 18.00 | 0.00 | Yes | Yes | No |  | finished_good |  | Buy external | No |  |  |  | Yes | Yes | Yes
AT • ABSSTEM Technologies LLP | PF456 | Flange,Raised Face,2",SS,150 #,,0-10 Barg.,150° C | Piping and Fittings | Flange | Nos | 730722 | 18.00 | 0.00 | Yes | Yes | No |  | finished_good |  | Buy external | No |  |  |  | Yes | Yes | Yes
AT • ABSSTEM Technologies LLP | PF457 | Flange,Raised Face,2.5",SS,150 #,,0-10 Barg.,150° C | Piping and Fittings | Flange | Nos | 730722 | 18.00 | 0.00 | Yes | Yes | No |  | finished_good |  | Buy external | No |  |  |  | Yes | Yes | Yes
AT • ABSSTEM Technologies LLP | PF458 | Flange,Raised Face,3",SS,150 #,,0-10 Barg.,150° C | Piping and Fittings | Flange | Nos | 730722 | 18.00 | 0.00 | Yes | Yes | No |  | finished_good |  | Buy external | No |  |  |  | Yes | Yes | Yes
AT • ABSSTEM Technologies LLP | PF459 | Flange,Raised Face,4",SS,150 #,,0-10 Barg.,150° C | Piping and Fittings | Flange | Nos | 730722 | 18.00 | 0.00 | Yes | Yes | No |  | finished_good |  | Buy external | No |  |  |  | Yes | Yes | Yes
AT • ABSSTEM Technologies LLP | PF46 | Hex Nipple,1.25",GI,,0-10 Barg,100° C,Male-PT | Piping and Fittings | Hex Nipple | Nos | 7307 | 18.00 | 0.00 | Yes | Yes | No |  | finished_good |  | Buy external | No |  |  |  | Yes | Yes | Yes
AT • ABSSTEM Technologies LLP | PF460 | Beading,Door Beading,EPDM Rubber,U,1.4 mm,7.5 mm,,Black,60° C | Piping and Fittings | Beading | MTR | 4016 | 18.00 | 0.00 | Yes | Yes | No |  | finished_good |  | Buy external | No |  |  |  | Yes | Yes | Yes
AT • ABSSTEM Technologies LLP | PF461 | Door Lock,Swing Handle,Arihunt,PVC/MS, | Piping and Fittings | Door Lock | Nos | 8301 | 18.00 | 0.00 | Yes | Yes | No |  | finished_good |  | Buy external | No |  |  |  | Yes | Yes | Yes
AT • ABSSTEM Technologies LLP | PF462 | Door Lock,Cam Lock-Quarter Turn ,Arihunt,PVC/MS, | Piping and Fittings | Door Lock | Nos | 8301 | 18.00 | 0.00 | Yes | Yes | No |  | finished_good |  | Buy external | No |  |  |  | Yes | Yes | Yes
AT • ABSSTEM Technologies LLP | PF463 | Door Lock,Padlock,,MS,50 mm | Piping and Fittings | Door Lock | Nos | 8301 | 18.00 | 0.00 | Yes | Yes | No |  | finished_good |  | Buy external | No |  |  |  | Yes | Yes | Yes
AT • ABSSTEM Technologies LLP | PF464 | I-Beam,150 X 75 mm,5 mm,MS, | Piping and Fittings | I-Beam | MTR | 7216 | 18.00 | 0.00 | Yes | Yes | No |  | finished_good |  | Buy external | No |  |  |  | Yes | Yes | Yes
AT • ABSSTEM Technologies LLP | PF465 | Tie Rod,8 mm,GI,,Metric Thread | Piping and Fittings | Tie Rod | MTR | 853110 | 18.00 | 0.00 | Yes | No | No |  | finished_good |  | Buy external | No |  |  |  | Yes | Yes | Yes
AT • ABSSTEM Technologies LLP | PF466 | Tie Rod,10 mm,GI,,Metric Thread | Piping and Fittings | Tie Rod | MTR | 853110 | 18.00 | 0.00 | Yes | Yes | No |  | finished_good |  | Buy external | No |  |  |  | Yes | Yes | Yes
AT • ABSSTEM Technologies LLP | PF467 | Caster Wheel,62 mm,500 Kg,Nylon,,Swivel | Piping and Fittings | Caster Wheel | Nos | 8302 | 18.00 | 0.00 | Yes | Yes | No |  | finished_good |  | Buy external | No |  |  |  | Yes | Yes | Yes
AT • ABSSTEM Technologies LLP | PF468 | Hose Clamp,1/2",Jolly,SS,Screw | Piping and Fittings | Hose Clamp | Nos | 8205 | 18.00 | 0.00 | Yes | Yes | No |  | finished_good |  | Buy external | No |  |  |  | Yes | Yes | Yes
AT • ABSSTEM Technologies LLP | PF469 | Hose Clamp,3/4",Jolly,SS,Screw | Piping and Fittings | Hose Clamp | Nos | 8205 | 18.00 | 0.00 | Yes | Yes | No |  | finished_good |  | Buy external | No |  |  |  | Yes | Yes | Yes
AT • ABSSTEM Technologies LLP | PF47 | Hex Nipple,1.5",GI,,0-10 Barg,100° C,Male-PT | Piping and Fittings | Hex Nipple | Nos | 7307 | 18.00 | 0.00 | Yes | Yes | No |  | finished_good |  | Buy external | No |  |  |  | Yes | Yes | Yes
AT • ABSSTEM Technologies LLP | PF470 | Hose Clamp,1.25",Jolly,SS,Screw | Piping and Fittings | Hose Clamp | Nos | 8205 | 18.00 | 0.00 | Yes | Yes | No |  | finished_good |  | Buy external | No |  |  |  | Yes | Yes | Yes
AT • ABSSTEM Technologies LLP | PF471 | Hose Clamp,1.5",Jolly,SS,Screw | Piping and Fittings | Hose Clamp | Nos | 8205 | 18.00 | 0.00 | Yes | Yes | No |  | finished_good |  | Buy external | No |  |  |  | Yes | Yes | Yes
AT • ABSSTEM Technologies LLP | PF472 | Hose Clamp,2",Jolly,SS,Screw | Piping and Fittings | Hose Clamp | Nos | 8205 | 18.00 | 0.00 | Yes | Yes | No |  | finished_good |  | Buy external | No |  |  |  | Yes | Yes | Yes
AT • ABSSTEM Technologies LLP | PF473 | Nail,3 mm,2.5",MS | Piping and Fittings | Nail | Nos | 7317 | 18.00 | 0.00 | Yes | Yes | No |  | finished_good |  | Buy external | No |  |  |  | Yes | Yes | Yes
AT • ABSSTEM Technologies LLP | PF474 | Nail,3 mm,1",MS | Piping and Fittings | Nail | Nos | 7317 | 18.00 | 0.00 | Yes | Yes | No |  | finished_good |  | Buy external | No |  |  |  | Yes | Yes | Yes
AT • ABSSTEM Technologies LLP | PF475 | Bolt,Allen,4 X 16 mm,MS-HTB,Metric Thread, | Piping and Fittings | Bolt | Nos | 7318 | 18.00 | 0.00 | Yes | Yes | No |  | finished_good |  | Buy external | No |  |  |  | Yes | Yes | Yes
AT • ABSSTEM Technologies LLP | PF476 | Bolt,Allen,4 X 30 mm,MS-HTB,Metric Thread, | Piping and Fittings | Bolt | Nos | 7318 | 18.00 | 0.00 | Yes | Yes | No |  | finished_good |  | Buy external | No |  |  |  | Yes | Yes | Yes
AT • ABSSTEM Technologies LLP | PF477 | Bolt,Allen,6 X 20 mm,SS,Metric Thread, | Piping and Fittings | Bolt | Nos | 7318 | 18.00 | 0.00 | Yes | Yes | No |  | finished_good |  | Buy external | No |  |  |  | Yes | Yes | Yes
AT • ABSSTEM Technologies LLP | PF478 | Bolt,Allen,10 X 20 mm,SS,Metric Thread, | Piping and Fittings | Bolt | Nos | 7318 | 18.00 | 0.00 | Yes | Yes | No |  | finished_good |  | Buy external | No |  |  |  | Yes | Yes | Yes
AT • ABSSTEM Technologies LLP | PF479 | Bolt,Hex,10 X 25 mm,MS-HTB,Metric Thread, | Piping and Fittings | Bolt | Nos | 7318 | 18.00 | 0.00 | Yes | Yes | No |  | finished_good |  | Buy external | No |  |  |  | Yes | Yes | Yes
AT • ABSSTEM Technologies LLP | PF48 | Hex Nipple,2",GI,,0-10 Barg,100° C,Male-PT | Piping and Fittings | Hex Nipple | Nos | 7307 | 18.00 | 0.00 | Yes | Yes | No |  | finished_good |  | Buy external | No |  |  |  | Yes | Yes | Yes
AT • ABSSTEM Technologies LLP | PF480 | Bolt,Hex,10 X 40 mm,MS-HTB,Metric Thread, | Piping and Fittings | Bolt | Nos | 7318 | 18.00 | 0.00 | Yes | Yes | No |  | finished_good |  | Buy external | No |  |  |  | Yes | Yes | Yes
AT • ABSSTEM Technologies LLP | PF481 | Bolt,Hex,10 X 100 mm,MS-HTB,Metric Thread, | Piping and Fittings | Bolt | Nos | 7318 | 18.00 | 0.00 | Yes | Yes | No |  | finished_good |  | Buy external | No |  |  |  | Yes | Yes | Yes
AT • ABSSTEM Technologies LLP | PF482 | Bolt,Hex,14 X 70 mm,MS-HTB,Metric Thread, | Piping and Fittings | Bolt | Nos | 7318 | 18.00 | 0.00 | Yes | Yes | No |  | finished_good |  | Buy external | No |  |  |  | Yes | Yes | Yes
AT • ABSSTEM Technologies LLP | PF483 | Bolt,Hex,16 X 75 mm,MS-HTB,Metric Thread, | Piping and Fittings | Bolt | Nos | 7318 | 18.00 | 0.00 | Yes | Yes | No |  | finished_good |  | Buy external | No |  |  |  | Yes | Yes | Yes
AT • ABSSTEM Technologies LLP | PF484 | Bolt,Hex,6 X 30 mm,SS- 304,Metric Thread, | Piping and Fittings | Bolt | Nos | 7318 | 18.00 | 0.00 | Yes | Yes | No |  | finished_good |  | Buy external | No |  |  |  | Yes | Yes | Yes
AT • ABSSTEM Technologies LLP | PF485 | Bolt,Hex,6 X 35 mm,SS- 304,Metric Thread, | Piping and Fittings | Bolt | Nos | 7318 | 18.00 | 0.00 | Yes | Yes | No |  | finished_good |  | Buy external | No |  |  |  | Yes | Yes | Yes
AT • ABSSTEM Technologies LLP | PF486 | Bolt,Hex,6 X 60 mm,SS- 304,Metric Thread, | Piping and Fittings | Bolt | Nos | 7318 | 18.00 | 0.00 | Yes | Yes | No |  | finished_good |  | Buy external | No |  |  |  | Yes | Yes | Yes
AT • ABSSTEM Technologies LLP | PF487 | Bolt,Hex,6 X 90 mm,SS- 304,Metric Thread, | Piping and Fittings | Bolt | Nos | 7318 | 18.00 | 0.00 | Yes | Yes | No |  | finished_good |  | Buy external | No |  |  |  | Yes | Yes | Yes
AT • ABSSTEM Technologies LLP | PF488 | Bolt,Hex,6 X 115 mm,SS- 304,Metric Thread, | Piping and Fittings | Bolt | Nos | 7318 | 18.00 | 0.00 | Yes | Yes | No |  | finished_good |  | Buy external | No |  |  |  | Yes | Yes | Yes
AT • ABSSTEM Technologies LLP | PF489 | Bolt,Hex,8 X 25 mm,SS- 304,Metric Thread, | Piping and Fittings | Bolt | Nos | 7318 | 18.00 | 0.00 | Yes | Yes | No |  | finished_good |  | Buy external | No |  |  |  | Yes | Yes | Yes
AT • ABSSTEM Technologies LLP | PF49 | Hex Nipple,2.5",GI,,0-10 Barg,100° C,Male-PT | Piping and Fittings | Hex Nipple | Nos | 7307 | 18.00 | 0.00 | Yes | Yes | No |  | finished_good |  | Buy external | No |  |  |  | Yes | Yes | Yes
AT • ABSSTEM Technologies LLP | PF490 | Bolt,U,1.5",GI,Metric Thread, | Piping and Fittings | Bolt | Nos | 7318 | 18.00 | 0.00 | Yes | Yes | No |  | finished_good |  | Buy external | No |  |  |  | Yes | Yes | Yes
AT • ABSSTEM Technologies LLP | PF491 | Bolt,U,3",GI,Metric Thread, | Piping and Fittings | Bolt | Nos | 7318 | 18.00 | 0.00 | Yes | Yes | No |  | finished_good |  | Buy external | No |  |  |  | Yes | Yes | Yes
AT • ABSSTEM Technologies LLP | PF492 | Bolt,U,6",GI,Metric Thread, | Piping and Fittings | Bolt | Nos | 7318 | 18.00 | 0.00 | Yes | Yes | No |  | finished_good |  | Buy external | No |  |  |  | Yes | Yes | Yes
AT • ABSSTEM Technologies LLP | PF493 | Bolt,U,7",GI,Metric Thread, | Piping and Fittings | Bolt | Nos | 7318 | 18.00 | 0.00 | Yes | Yes | No |  | finished_good |  | Buy external | No |  |  |  | Yes | Yes | Yes
AT • ABSSTEM Technologies LLP | PF494 | Bolt,U,8",GI,Metric Thread, | Piping and Fittings | Bolt | Nos | 7318 | 18.00 | 0.00 | Yes | Yes | No |  | finished_good |  | Buy external | No |  |  |  | Yes | Yes | Yes
AT • ABSSTEM Technologies LLP | PF495 | Bolt,U,4",GI,Metric Thread, | Piping and Fittings | Bolt | Nos | 7318 | 18.00 | 0.00 | Yes | Yes | No |  | finished_good |  | Buy external | No |  |  |  | Yes | Yes | Yes
AT • ABSSTEM Technologies LLP | PF496 | Bolt,U,5",GI,Metric Thread, | Piping and Fittings | Bolt | Nos | 7318 | 18.00 | 0.00 | Yes | Yes | No |  | finished_good |  | Buy external | No |  |  |  | Yes | Yes | Yes
AT • ABSSTEM Technologies LLP | PF497 | Bolt,Screw,4 X 10 mm,SS,, | Piping and Fittings | Bolt | Nos | 7318 | 18.00 | 0.00 | Yes | Yes | No |  | finished_good |  | Buy external | No |  |  |  | Yes | Yes | Yes
AT • ABSSTEM Technologies LLP | PF498 | Bolt,Self Screw,4 X 20 mm,SS,, | Piping and Fittings | Bolt | Nos | 7318 | 18.00 | 0.00 | Yes | Yes | No |  | finished_good |  | Buy external | No |  |  |  | Yes | Yes | Yes
AT • ABSSTEM Technologies LLP | PF499 | Bolt,Fastener,8 mm,MS,Metric Thread, | Piping and Fittings | Bolt | Nos | 7318 | 18.00 | 0.00 | Yes | Yes | No |  | finished_good |  | Buy external | No |  |  |  | Yes | Yes | Yes
AT • ABSSTEM Technologies LLP | PF5 | Hex Nipple,1",Brass,PBI,0-10 Barg,100° C,Male-PT | Piping and Fittings | Hex Nipple | Nos | 7307 | 18.00 | 0.00 | Yes | Yes | No |  | finished_good |  | Buy external | No |  |  |  | Yes | Yes | Yes
AT • ABSSTEM Technologies LLP | PF50 | Hex Nipple,3",GI,,0-10 Barg,100° C,Male-PT | Piping and Fittings | Hex Nipple | Nos | 7307 | 18.00 | 0.00 | Yes | Yes | No |  | finished_good |  | Buy external | No |  |  |  | Yes | Yes | Yes
AT • ABSSTEM Technologies LLP | PF500 | Bolt,Fastener,10 mm,MS,Metric Thread, | Piping and Fittings | Bolt | Nos | 7318 | 18.00 | 0.00 | Yes | Yes | No |  | finished_good |  | Buy external | No |  |  |  | Yes | Yes | Yes
AT • ABSSTEM Technologies LLP | PF501 | Bolt,Rivet,3 mm,AL,Non-Threaded, | Piping and Fittings | Bolt | Nos | 7318 | 18.00 | 0.00 | Yes | Yes | No |  | finished_good |  | Buy external | No |  |  |  | Yes | Yes | Yes
AT • ABSSTEM Technologies LLP | PF502 | Washer,4 mm,Plain,MS, | Piping and Fittings | Washer | Nos | 7318 | 18.00 | 0.00 | Yes | Yes | No |  | finished_good |  | Buy external | No |  |  |  | Yes | Yes | Yes
AT • ABSSTEM Technologies LLP | PF503 | Washer,6 mm,Plain,MS, | Piping and Fittings | Washer | Nos | 7318 | 18.00 | 0.00 | Yes | Yes | No |  | finished_good |  | Buy external | No |  |  |  | Yes | Yes | Yes
AT • ABSSTEM Technologies LLP | PF504 | Washer,8 mm,Plain,MS, | Piping and Fittings | Washer | Nos | 7318 | 18.00 | 0.00 | Yes | Yes | No |  | finished_good |  | Buy external | No |  |  |  | Yes | Yes | Yes
AT • ABSSTEM Technologies LLP | PF505 | Washer,10 mm,Plain,MS, | Piping and Fittings | Washer | Nos | 7318 | 18.00 | 0.00 | Yes | Yes | No |  | finished_good |  | Buy external | No |  |  |  | Yes | Yes | Yes
AT • ABSSTEM Technologies LLP | PF506 | Washer,12 mm,Plain,MS, | Piping and Fittings | Washer | Nos | 7318 | 18.00 | 0.00 | Yes | Yes | No |  | finished_good |  | Buy external | No |  |  |  | Yes | Yes | Yes
AT • ABSSTEM Technologies LLP | PF507 | Washer,16 mm,Plain,SS, | Piping and Fittings | Washer | Nos | 7318 | 18.00 | 0.00 | Yes | Yes | No |  | finished_good |  | Buy external | No |  |  |  | Yes | Yes | Yes
AT • ABSSTEM Technologies LLP | PF508 | Washer,4 mm,Spring,SS, | Piping and Fittings | Washer | Nos | 7318 | 18.00 | 0.00 | Yes | Yes | No |  | finished_good |  | Buy external | No |  |  |  | Yes | Yes | Yes
AT • ABSSTEM Technologies LLP | PF509 | Washer,6 mm,Spring,SS, | Piping and Fittings | Washer | Nos | 7318 | 18.00 | 0.00 | Yes | Yes | No |  | finished_good |  | Buy external | No |  |  |  | Yes | Yes | Yes
AT • ABSSTEM Technologies LLP | PF51 | Hex Nipple,1/4",CS,,0-10 Barg,100° C,Male-PT | Piping and Fittings | Hex Nipple | Nos | 7307 | 18.00 | 0.00 | Yes | Yes | No |  | finished_good |  | Buy external | No |  |  |  | Yes | Yes | Yes
AT • ABSSTEM Technologies LLP | PF510 | Washer,8 mm,Spring,SS, | Piping and Fittings | Washer | Nos | 7318 | 18.00 | 0.00 | Yes | Yes | No |  | finished_good |  | Buy external | No |  |  |  | Yes | Yes | Yes
AT • ABSSTEM Technologies LLP | PF511 | Washer,10 mm,Spring,SS, | Piping and Fittings | Washer | Nos | 7318 | 18.00 | 0.00 | Yes | Yes | No |  | finished_good |  | Buy external | No |  |  |  | Yes | Yes | Yes
AT • ABSSTEM Technologies LLP | PF512 | Washer,12 mm,Spring,SS, | Piping and Fittings | Washer | Nos | 7318 | 18.00 | 0.00 | Yes | Yes | No |  | finished_good |  | Buy external | No |  |  |  | Yes | Yes | Yes
AT • ABSSTEM Technologies LLP | PF513 | Washer,16 mm,Spring,SS, | Piping and Fittings | Washer | Nos | 7318 | 18.00 | 0.00 | Yes | Yes | No |  | finished_good |  | Buy external | No |  |  |  | Yes | Yes | Yes
AT • ABSSTEM Technologies LLP | PF514 | PU Fitting,Equal Cross,6 mm,Polyurethane,Janatics,0-10 Barg.,(-10°C to 60°C) | Piping and Fittings | PU Fitting | Nos | 391721 | 18.00 | 0.00 | Yes | Yes | No |  | finished_good |  | Buy external | No |  |  |  | Yes | Yes | Yes
AT • ABSSTEM Technologies LLP | PF515 | PU Fitting,Equal Cross,8 mm,Polyurethane,Janatics,0-10 Barg.,(-10°C to 60°C) | Piping and Fittings | PU Fitting | Nos | 391721 | 18.00 | 0.00 | Yes | Yes | No |  | finished_good |  | Buy external | No |  |  |  | Yes | Yes | Yes
AT • ABSSTEM Technologies LLP | PF516 | PU Fitting,Male Elbow,1/4" X 6 mm,Polyurethane,Janatics,0-10 Barg.,(-10°C to 60°C) | Piping and Fittings | PU Fitting | Nos | 391721 | 18.00 | 0.00 | Yes | Yes | No |  | finished_good |  | Buy external | No |  |  |  | Yes | Yes | Yes
AT • ABSSTEM Technologies LLP | PF517 | PU Fitting,Male Elbow,1/4" X 8 mm,Polyurethane,Janatics-WP2210851,0-10 Barg.,(-10°C to 60°C) | Piping and Fittings | PU Fitting | Nos | 391721 | 18.00 | 0.00 | Yes | Yes | No |  | finished_good |  | Buy external | No |  |  |  | Yes | Yes | Yes
AT • ABSSTEM Technologies LLP | PF518 | PU Fitting,Male Elbow,1/2" X 10 mm,Polyurethane,Janatics,0-10 Barg.,(-10°C to 60°C) | Piping and Fittings | PU Fitting | Nos | 391721 | 18.00 | 0.00 | Yes | Yes | No |  | finished_good |  | Buy external | No |  |  |  | Yes | Yes | Yes
AT • ABSSTEM Technologies LLP | PF519 | PU Fitting,Male Elbow,1/2" X 12 mm,Polyurethane,Janatics,0-10 Barg.,(-10°C to 60°C) | Piping and Fittings | PU Fitting | Nos | 391721 | 18.00 | 0.00 | Yes | Yes | No |  | finished_good |  | Buy external | No |  |  |  | Yes | Yes | Yes
AT • ABSSTEM Technologies LLP | PF52 | Hex Nipple,1/8",CS,,0-10 Barg,100° C,Male-PT | Piping and Fittings | Hex Nipple | Nos | 7307 | 18.00 | 0.00 | Yes | Yes | No |  | finished_good |  | Buy external | No |  |  |  | Yes | Yes | Yes
AT • ABSSTEM Technologies LLP | PF520 | PU Fitting,Reducer,8 X 6 mm,Polyurethane,Janatics,0-10 Barg.,(-10°C to 60°C) | Piping and Fittings | PU Fitting | Nos | 391721 | 18.00 | 0.00 | Yes | Yes | No |  | finished_good |  | Buy external | No |  |  |  | Yes | Yes | Yes
AT • ABSSTEM Technologies LLP | PF521 | PU Fitting,Reducer,12 X 8 mm,Polyurethane,Janatics,0-10 Barg.,(-10°C to 60°C) | Piping and Fittings | PU Fitting | Nos | 391721 | 18.00 | 0.00 | Yes | Yes | No |  | finished_good |  | Buy external | No |  |  |  | Yes | Yes | Yes
AT • ABSSTEM Technologies LLP | PF522 | PU Fitting,Equal Tee,6 mm,Polyurethane,Janatics,0-10 Barg.,(-10°C to 60°C) | Piping and Fittings | PU Fitting | Nos | 391721 | 18.00 | 0.00 | Yes | Yes | No |  | finished_good |  | Buy external | No |  |  |  | Yes | Yes | Yes
AT • ABSSTEM Technologies LLP | PF523 | PU Fitting,Equal Tee,8 mm,Polyurethane,Janatics-WP2300808,0-10 Barg.,(-10°C to 60°C) | Piping and Fittings | PU Fitting | Nos | 391721 | 18.00 | 0.00 | Yes | Yes | No |  | finished_good |  | Buy external | No |  |  |  | Yes | Yes | Yes
AT • ABSSTEM Technologies LLP | PF524 | PU Fitting,Straight Connector,8 mm,Polyurethane,Janatics,0-10 Barg.,(-10°C to 60°C) | Piping and Fittings | PU Fitting | Nos | 391721 | 18.00 | 0.00 | Yes | Yes | No |  | finished_good |  | Buy external | No |  |  |  | Yes | Yes | Yes
AT • ABSSTEM Technologies LLP | PF525 | PU Fitting,Straight Connector,10 mm,Polyurethane,Janatics,0-10 Barg.,(-10°C to 60°C) | Piping and Fittings | PU Fitting | Nos | 391721 | 18.00 | 0.00 | Yes | Yes | No |  | finished_good |  | Buy external | No |  |  |  | Yes | Yes | Yes
AT • ABSSTEM Technologies LLP | PF526 | PU Fitting,Male Connector,1/8" X 4 mm,Polyurethane,Janatics,0-10 Barg.,(-10°C to 60°C) | Piping and Fittings | PU Fitting | Nos | 391721 | 18.00 | 0.00 | Yes | Yes | No |  | finished_good |  | Buy external | No |  |  |  | Yes | Yes | Yes
AT • ABSSTEM Technologies LLP | PF527 | PU Fitting,Male Connector,1/8" X 8 mm,Polyurethane,Janatics,0-10 Barg.,(-10°C to 60°C) | Piping and Fittings | PU Fitting | Nos | 391721 | 18.00 | 0.00 | Yes | Yes | No |  | finished_good |  | Buy external | No |  |  |  | Yes | Yes | Yes
AT • ABSSTEM Technologies LLP | PF528 | PU Fitting,Male Connector,1/4" X 6 mm,Polyurethane,Janatics,0-10 Barg.,(-10°C to 60°C) | Piping and Fittings | PU Fitting | Nos | 391721 | 18.00 | 0.00 | Yes | Yes | No |  | finished_good |  | Buy external | No |  |  |  | Yes | Yes | Yes
AT • ABSSTEM Technologies LLP | PF529 | PU Fitting,Male Connector,1/4" X 8 mm,Polyurethane,Janatics-WP2110851,0-10 Barg.,(-10°C to 60°C) | Piping and Fittings | PU Fitting | Nos | 391721 | 18.00 | 0.00 | Yes | Yes | No |  | finished_good |  | Buy external | No |  |  |  | Yes | Yes | Yes
AT • ABSSTEM Technologies LLP | PF53 | Hex Nipple,3/8",CS,,0-10 Barg,100° C,Male-PT | Piping and Fittings | Hex Nipple | Nos | 7307 | 18.00 | 0.00 | Yes | Yes | No |  | finished_good |  | Buy external | No |  |  |  | Yes | Yes | Yes
AT • ABSSTEM Technologies LLP | PF530 | PU Fitting,Male Connector,1/2" X 6 mm,Polyurethane,Janatics,0-10 Barg.,(-10°C to 60°C) | Piping and Fittings | PU Fitting | Nos | 391721 | 18.00 | 0.00 | Yes | Yes | No |  | finished_good |  | Buy external | No |  |  |  | Yes | Yes | Yes
AT • ABSSTEM Technologies LLP | PF531 | PU Fitting,Male Connector,1/2" X 8 mm,Polyurethane,Janatics-WP2110853,0-10 Barg.,(-10°C to 60°C) | Piping and Fittings | PU Fitting | Nos | 391721 | 18.00 | 0.00 | Yes | Yes | No |  | finished_good |  | Buy external | No |  |  |  | Yes | Yes | Yes
AT • ABSSTEM Technologies LLP | PF532 | PU Fitting,Male Connector,1/2" X 10 mm,Polyurethane,Janatics,0-10 Barg.,(-10°C to 60°C) | Piping and Fittings | PU Fitting | Nos | 391721 | 18.00 | 0.00 | Yes | Yes | No |  | finished_good |  | Buy external | No |  |  |  | Yes | Yes | Yes
AT • ABSSTEM Technologies LLP | PF533 | PU Fitting,Male Connector,1/2" X 12 mm,Polyurethane,Janatics,0-10 Barg.,(-10°C to 60°C) | Piping and Fittings | PU Fitting | Nos | 391721 | 18.00 | 0.00 | Yes | Yes | No |  | finished_good |  | Buy external | No |  |  |  | Yes | Yes | Yes
AT • ABSSTEM Technologies LLP | PF534 | PU Fitting,Tube,4 mm,Polyurethane,Parker,Blue,0-8 Barg.,(-20°C to 60°C) | Piping and Fittings | PU Fitting | MTR | 391721 | 18.00 | 0.00 | Yes | Yes | No |  | finished_good |  | Buy external | No |  |  |  | Yes | Yes | Yes
AT • ABSSTEM Technologies LLP | PF535 | PU Fitting,Tube,8 mm,Polyurethane,Parker,Blue,0-8 Barg.,(-20°C to 60°C) | Piping and Fittings | PU Fitting | MTR | 391721 | 18.00 | 0.00 | Yes | Yes | No |  | finished_good |  | Buy external | No |  |  |  | Yes | Yes | Yes
AT • ABSSTEM Technologies LLP | PF536 | PU Fitting,Tube,6 mm,Polyurethane,Parker,Transparent,0-8 Barg.,(-20°C to 60°C) | Piping and Fittings | PU Fitting | MTR | 391721 | 18.00 | 0.00 | Yes | Yes | No |  | finished_good |  | Buy external | No |  |  |  | Yes | Yes | Yes
AT • ABSSTEM Technologies LLP | PF537 | PU Fitting,Tube,8 mm,Polyurethane,Parker,Transparent,0-8 Barg.,(-20°C to 60°C) | Piping and Fittings | PU Fitting | MTR | 391721 | 18.00 | 0.00 | Yes | Yes | No |  | finished_good |  | Buy external | No |  |  |  | Yes | Yes | Yes
AT • ABSSTEM Technologies LLP | PF538 | PU Fitting,Tube,10 mm,Polyurethane,Parker,Transparent,0-8 Barg.,(-20°C to 60°C) | Piping and Fittings | PU Fitting | MTR | 391721 | 18.00 | 0.00 | Yes | Yes | No |  | finished_good |  | Buy external | No |  |  |  | Yes | Yes | Yes
AT • ABSSTEM Technologies LLP | PF539 | PU Fitting,Tube,12 mm,Polyurethane,Parker,Transparent,0-8 Barg.,(-20°C to 60°C) | Piping and Fittings | PU Fitting | MTR | 391721 | 18.00 | 0.00 | Yes | Yes | No |  | finished_good |  | Buy external | No |  |  |  | Yes | Yes | Yes
AT • ABSSTEM Technologies LLP | PF54 | Hex Nipple,3/4",CS,,0-10 Barg,100° C,Male-PT | Piping and Fittings | Hex Nipple | Nos | 7307 | 18.00 | 0.00 | Yes | Yes | No |  | finished_good |  | Buy external | No |  |  |  | Yes | Yes | Yes
AT • ABSSTEM Technologies LLP | PF540 | Pipe Nipple,1/4",GI,,0-25 Barg,(-10°C to 60°C),Male-NPT | Piping and Fittings | Pipe Nipple | Nos | 7307 | 18.00 | 0.00 | Yes | Yes | No |  | finished_good |  | Buy external | No |  |  |  | Yes | Yes | Yes
AT • ABSSTEM Technologies LLP | PF541 | Pipe Nipple,1/2",GI,,0-25 Barg,(-10°C to 60°C),Male-NPT | Piping and Fittings | Pipe Nipple | Nos | 7307 | 18.00 | 0.00 | Yes | Yes | No |  | finished_good |  | Buy external | No |  |  |  | Yes | Yes | Yes
AT • ABSSTEM Technologies LLP | PF542 | Pipe Nipple,3/4",GI,,0-25 Barg,(-10°C to 60°C),Male-NPT | Piping and Fittings | Pipe Nipple | Nos | 7307 | 18.00 | 0.00 | Yes | Yes | No |  | finished_good |  | Buy external | No |  |  |  | Yes | Yes | Yes
AT • ABSSTEM Technologies LLP | PF543 | Pipe Nipple,1",GI,,0-25 Barg,(-10°C to 60°C),Male-NPT | Piping and Fittings | Pipe Nipple | Nos | 7307 | 18.00 | 0.00 | Yes | Yes | No |  | finished_good |  | Buy external | No |  |  |  | Yes | Yes | Yes
AT • ABSSTEM Technologies LLP | PF544 | Pipe Nipple,1.25",GI,,0-25 Barg,(-10°C to 60°C),Male-NPT | Piping and Fittings | Pipe Nipple | Nos | 7307 | 18.00 | 0.00 | Yes | Yes | No |  | finished_good |  | Buy external | No |  |  |  | Yes | Yes | Yes
AT • ABSSTEM Technologies LLP | PF545 | Pipe Nipple,1.5",GI,,0-25 Barg,(-10°C to 60°C),Male-NPT | Piping and Fittings | Pipe Nipple | Nos | 7307 | 18.00 | 0.00 | Yes | Yes | No |  | finished_good |  | Buy external | No |  |  |  | Yes | Yes | Yes
AT • ABSSTEM Technologies LLP | PF546 | Pipe Nipple,2",GI,,0-25 Barg,(-10°C to 60°C),Male-NPT | Piping and Fittings | Pipe Nipple | Nos | 7307 | 18.00 | 0.00 | Yes | Yes | No |  | finished_good |  | Buy external | No |  |  |  | Yes | Yes | Yes
AT • ABSSTEM Technologies LLP | PF547 | Pipe Nipple,1/4",MS,,0-25 Barg,(-10°C to 60°C),Male-NPT | Piping and Fittings | Pipe Nipple | Nos | 7307 | 18.00 | 0.00 | Yes | Yes | No |  | finished_good |  | Buy external | No |  |  |  | Yes | Yes | Yes
AT • ABSSTEM Technologies LLP | PF548 | Pipe Nipple,1/2",MS,,0-25 Barg,(-10°C to 60°C),Male-NPT | Piping and Fittings | Pipe Nipple | Nos | 7307 | 18.00 | 0.00 | Yes | Yes | No |  | finished_good |  | Buy external | No |  |  |  | Yes | Yes | Yes
AT • ABSSTEM Technologies LLP | PF549 | Pipe Nipple,3/4",MS,,0-25 Barg,(-10°C to 60°C),Male-NPT | Piping and Fittings | Pipe Nipple | Nos | 7307 | 18.00 | 0.00 | Yes | Yes | No |  | finished_good |  | Buy external | No |  |  |  | Yes | Yes | Yes
AT • ABSSTEM Technologies LLP | PF55 | Hex Nipple,1",CS,,0-10 Barg,100° C,Male-PT | Piping and Fittings | Hex Nipple | Nos | 7307 | 18.00 | 0.00 | Yes | Yes | No |  | finished_good |  | Buy external | No |  |  |  | Yes | Yes | Yes
AT • ABSSTEM Technologies LLP | PF550 | Pipe Nipple,1",MS,,0-25 Barg,(-10°C to 60°C),Male-NPT | Piping and Fittings | Pipe Nipple | Nos | 7307 | 18.00 | 0.00 | Yes | Yes | No |  | finished_good |  | Buy external | No |  |  |  | Yes | Yes | Yes
AT • ABSSTEM Technologies LLP | PF551 | Pipe Nipple,1.25",MS,,0-25 Barg,(-10°C to 60°C),Male-NPT | Piping and Fittings | Pipe Nipple | Nos | 7307 | 18.00 | 0.00 | Yes | Yes | No |  | finished_good |  | Buy external | No |  |  |  | Yes | Yes | Yes
AT • ABSSTEM Technologies LLP | PF552 | Pipe Nipple,1.5",MS,,0-25 Barg,(-10°C to 60°C),Male-NPT | Piping and Fittings | Pipe Nipple | Nos | 7307 | 18.00 | 0.00 | Yes | Yes | No |  | finished_good |  | Buy external | No |  |  |  | Yes | Yes | Yes
AT • ABSSTEM Technologies LLP | PF553 | Pipe Nipple,2",MS,,0-25 Barg,(-10°C to 60°C),Male-NPT | Piping and Fittings | Pipe Nipple | Nos | 7307 | 18.00 | 0.00 | Yes | Yes | No |  | finished_good |  | Buy external | No |  |  |  | Yes | Yes | Yes
AT • ABSSTEM Technologies LLP | PF554 | Pipe Nipple,1/4",SS-304,,0-25 Barg,(-10°C to 60°C),Male-NPT | Piping and Fittings | Pipe Nipple | Nos | 7307 | 18.00 | 0.00 | Yes | Yes | No |  | finished_good |  | Buy external | No |  |  |  | Yes | Yes | Yes
AT • ABSSTEM Technologies LLP | PF555 | Pipe Nipple,1/2",SS-304,,0-25 Barg,(-10°C to 60°C),Male-NPT | Piping and Fittings | Pipe Nipple | Nos | 7307 | 18.00 | 0.00 | Yes | Yes | No |  | finished_good |  | Buy external | No |  |  |  | Yes | Yes | Yes
AT • ABSSTEM Technologies LLP | PF556 | Pipe Nipple,3/4",SS-304,,0-25 Barg,(-10°C to 60°C),Male-NPT | Piping and Fittings | Pipe Nipple | Nos | 7307 | 18.00 | 0.00 | Yes | Yes | No |  | finished_good |  | Buy external | No |  |  |  | Yes | Yes | Yes
AT • ABSSTEM Technologies LLP | PF557 | Pipe Nipple,1",SS-304,,0-25 Barg,(-10°C to 60°C),Male-NPT | Piping and Fittings | Pipe Nipple | Nos | 7307 | 18.00 | 0.00 | Yes | Yes | No |  | finished_good |  | Buy external | No |  |  |  | Yes | Yes | Yes
AT • ABSSTEM Technologies LLP | PF558 | Pipe Nipple,1.25",SS-304,,0-25 Barg,(-10°C to 60°C),Male-NPT | Piping and Fittings | Pipe Nipple | Nos | 7307 | 18.00 | 0.00 | Yes | Yes | No |  | finished_good |  | Buy external | No |  |  |  | Yes | Yes | Yes
AT • ABSSTEM Technologies LLP | PF559 | Pipe Nipple,1.5",SS-304,,0-25 Barg,(-10°C to 60°C),Male-NPT | Piping and Fittings | Pipe Nipple | Nos | 7307 | 18.00 | 0.00 | Yes | Yes | No |  | finished_good |  | Buy external | No |  |  |  | Yes | Yes | Yes
AT • ABSSTEM Technologies LLP | PF56 | Hex Nipple,1.25",CS,,0-10 Barg,100° C,Male-PT | Piping and Fittings | Hex Nipple | Nos | 7307 | 18.00 | 0.00 | Yes | Yes | No |  | finished_good |  | Buy external | No |  |  |  | Yes | Yes | Yes
AT • ABSSTEM Technologies LLP | PF560 | Pipe Nipple,2",SS-304,,0-25 Barg,(-10°C to 60°C),Male-NPT | Piping and Fittings | Pipe Nipple | Nos | 7307 | 18.00 | 0.00 | Yes | Yes | No |  | finished_good |  | Buy external | No |  |  |  | Yes | Yes | Yes
AT • ABSSTEM Technologies LLP | PF561 | Angle,50 X 50 mm (2" Standard),MS,5 mm, | Piping and Fittings | Angle | MTR | 721499 | 18.00 | 0.00 | Yes | Yes | No |  | finished_good |  | Buy external | No |  |  |  | Yes | Yes | Yes
AT • ABSSTEM Technologies LLP | PF562 | Channel,75 X 40 mm (3" Standard),MS,5 mm, | Piping and Fittings | Channel | MTR | 7216 | 18.00 | 0.00 | Yes | Yes | No |  | finished_good |  | Buy external | No |  |  |  | Yes | Yes | Yes
AT • ABSSTEM Technologies LLP | PF563 | Channel,100 X 50 mm (4" Standard),MS,5 mm, | Piping and Fittings | Channel | MTR | 7216 | 18.00 | 0.00 | Yes | Yes | No |  | finished_good |  | Buy external | No |  |  |  | Yes | Yes | Yes
AT • ABSSTEM Technologies LLP | PF564 | Nut,Hex,4 mm,MS-HTB,,Metric Thread | Piping and Fittings | Nut | Nos | 7318 | 18.00 | 0.00 | Yes | Yes | No |  | finished_good |  | Buy external | No |  |  |  | Yes | Yes | Yes
AT • ABSSTEM Technologies LLP | PF565 | Nut,Hex,8 mm,MS-HTB,,Metric Thread | Piping and Fittings | Nut | Nos | 7318 | 18.00 | 0.00 | Yes | Yes | No |  | finished_good |  | Buy external | No |  |  |  | Yes | Yes | Yes
AT • ABSSTEM Technologies LLP | PF566 | Nut,Hex,10 mm,MS-HTB,,Metric Thread | Piping and Fittings | Nut | Nos | 7318 | 18.00 | 0.00 | Yes | Yes | No |  | finished_good |  | Buy external | No |  |  |  | Yes | Yes | Yes
AT • ABSSTEM Technologies LLP | PF567 | Nut,Hex,14 mm,MS-HTB,,Metric Thread | Piping and Fittings | Nut | Nos | 7318 | 18.00 | 0.00 | Yes | Yes | No |  | finished_good |  | Buy external | No |  |  |  | Yes | Yes | Yes
AT • ABSSTEM Technologies LLP | PF568 | Nut,Hex,16 mm,MS-HTB,,Metric Thread | Piping and Fittings | Nut | Nos | 7318 | 18.00 | 0.00 | Yes | Yes | No |  | finished_good |  | Buy external | No |  |  |  | Yes | Yes | Yes
AT • ABSSTEM Technologies LLP | PF569 | Nut,Runner,,MS-HTB,,Metric Thread | Piping and Fittings | Nut | Nos | 7318 | 18.00 | 0.00 | Yes | Yes | No |  | finished_good |  | Buy external | No |  |  |  | Yes | Yes | Yes
AT • ABSSTEM Technologies LLP | PF57 | Hex Nipple,1.5",CS,,0-10 Barg,100° C,Male-PT | Piping and Fittings | Hex Nipple | Nos | 7307 | 18.00 | 0.00 | Yes | Yes | No |  | finished_good |  | Buy external | No |  |  |  | Yes | Yes | Yes
AT • ABSSTEM Technologies LLP | PF570 | Nut,Hex,4 mm,SS,,Metric Thread | Piping and Fittings | Nut | Nos | 7318 | 18.00 | 0.00 | Yes | Yes | No |  | finished_good |  | Buy external | No |  |  |  | Yes | Yes | Yes
AT • ABSSTEM Technologies LLP | PF571 | Nut,Hang,4 mm,MS,,Metric Thread | Piping and Fittings | Nut | Nos | 7318 | 18.00 | 0.00 | Yes | Yes | No |  | finished_good |  | Buy external | No |  |  |  | Yes | Yes | Yes
AT • ABSSTEM Technologies LLP | PF572 | Nut,Hang,6 mm,MS,,Metric Thread | Piping and Fittings | Nut | Nos | 7318 | 18.00 | 0.00 | Yes | Yes | No |  | finished_good |  | Buy external | No |  |  |  | Yes | Yes | Yes
AT • ABSSTEM Technologies LLP | PF573 | Nut,Hang,8 mm,MS,,Metric Thread | Piping and Fittings | Nut | Nos | 7318 | 18.00 | 0.00 | Yes | Yes | No |  | finished_good |  | Buy external | No |  |  |  | Yes | Yes | Yes
AT • ABSSTEM Technologies LLP | PF574 | Nut,Hang,10 mm,MS,,Metric Thread | Piping and Fittings | Nut | Nos | 7318 | 18.00 | 0.00 | Yes | Yes | No |  | finished_good |  | Buy external | No |  |  |  | Yes | Yes | Yes
AT • ABSSTEM Technologies LLP | PF575 | Multiport Manifold,8 Port,1/4",Aluminium,PT,,0-10 Bar,150° C | Piping and Fittings | Multiport Manifold | Nos | 741999 | 18.00 | 0.00 | Yes | Yes | No |  | finished_good |  | Buy external | No |  |  |  | Yes | Yes | Yes
AT • ABSSTEM Technologies LLP | PF576 | Multiport Manifold,2 Port,1/4",Aluminium,PT,,0-10 Bar,150° C | Piping and Fittings | Multiport Manifold | Nos | 741999 | 18.00 | 0.00 | Yes | Yes | No |  | finished_good |  | Buy external | No |  |  |  | Yes | Yes | Yes
AT • ABSSTEM Technologies LLP | PF577 | Multiport Manifold,Z,1",Brass,PT,PBI,0-10 Bar,100° C | Piping and Fittings | Multiport Manifold | Nos | 741999 | 18.00 | 0.00 | Yes | Yes | No |  | finished_good |  | Buy external | No |  |  |  | Yes | Yes | Yes
AT • ABSSTEM Technologies LLP | PF578 | Multiport Manifold,Z,3/4",Brass,PT,PBI,0-10 Bar,100° C | Piping and Fittings | Multiport Manifold | Nos | 741999 | 18.00 | 0.00 | Yes | Yes | No |  | finished_good |  | Buy external | No |  |  |  | Yes | Yes | Yes
AT • ABSSTEM Technologies LLP | PF579 | Multiport Manifold,X,1/2",Brass,PT,PBI,0-10 Bar,100° C | Piping and Fittings | Multiport Manifold | Nos | 741999 | 18.00 | 0.00 | Yes | Yes | No |  | finished_good |  | Buy external | No |  |  |  | Yes | Yes | Yes
AT • ABSSTEM Technologies LLP | PF58 | Hex Nipple,2",CS,,0-10 Barg,100° C,Male-PT | Piping and Fittings | Hex Nipple | Nos | 7307 | 18.00 | 0.00 | Yes | Yes | No |  | finished_good |  | Buy external | No |  |  |  | Yes | Yes | Yes
AT • ABSSTEM Technologies LLP | PF580 | Multiport Manifold,Y,1/2",Brass,PT,PBI,0-10 Bar,100° C | Piping and Fittings | Multiport Manifold | Nos | 741999 | 18.00 | 0.00 | Yes | Yes | No |  | finished_good |  | Buy external | No |  |  |  | Yes | Yes | Yes
AT • ABSSTEM Technologies LLP | PF581 | Three Piece Union,1/4",SS-304,Atam,0-10 Bar,100° C,Female-PT,Teflon Ring | Piping and Fittings | Three Piece Union | Nos | 7412 | 18.00 | 0.00 | Yes | Yes | No |  | finished_good |  | Buy external | No |  |  |  | Yes | Yes | Yes
AT • ABSSTEM Technologies LLP | PF582 | Three Piece Union,1/2",SS-304,Atam,0-10 Bar,100° C,Female-PT,Teflon Ring | Piping and Fittings | Three Piece Union | Nos | 7412 | 18.00 | 0.00 | Yes | Yes | No |  | finished_good |  | Buy external | No |  |  |  | Yes | Yes | Yes
AT • ABSSTEM Technologies LLP | PF583 | Three Piece Union,3/4",SS-304,Atam,0-10 Bar,100° C,Female-PT,Teflon Ring | Piping and Fittings | Three Piece Union | Nos | 7412 | 18.00 | 0.00 | Yes | Yes | No |  | finished_good |  | Buy external | No |  |  |  | Yes | Yes | Yes
AT • ABSSTEM Technologies LLP | PF584 | Three Piece Union,1",SS-304,Atam,0-10 Bar,100° C,Female-PT,Teflon Ring | Piping and Fittings | Three Piece Union | Nos | 7412 | 18.00 | 0.00 | Yes | Yes | No |  | finished_good |  | Buy external | No |  |  |  | Yes | Yes | Yes
AT • ABSSTEM Technologies LLP | PF585 | Three Piece Union,1.25",SS-304,Atam,0-10 Bar,100° C,Female-PT,Teflon Ring | Piping and Fittings | Three Piece Union | Nos | 7412 | 18.00 | 0.00 | Yes | Yes | No |  | finished_good |  | Buy external | No |  |  |  | Yes | Yes | Yes
AT • ABSSTEM Technologies LLP | PF586 | Three Piece Union,1.5",SS-304,Atam,0-10 Bar,100° C,Female-PT,Teflon Ring | Piping and Fittings | Three Piece Union | Nos | 7412 | 18.00 | 0.00 | Yes | Yes | No |  | finished_good |  | Buy external | No |  |  |  | Yes | Yes | Yes
AT • ABSSTEM Technologies LLP | PF587 | Three Piece Union,2",SS-304,Atam,0-10 Bar,100° C,Female-PT,Teflon Ring | Piping and Fittings | Three Piece Union | Nos | 7412 | 18.00 | 0.00 | Yes | Yes | No |  | finished_good |  | Buy external | No |  |  |  | Yes | Yes | Yes
AT • ABSSTEM Technologies LLP | PF588 | Three Piece Union,2.5",SS-304,Atam,0-10 Bar,100° C,Female-PT,Teflon Ring | Piping and Fittings | Three Piece Union | Nos | 7412 | 18.00 | 0.00 | Yes | Yes | No |  | finished_good |  | Buy external | No |  |  |  | Yes | Yes | Yes
AT • ABSSTEM Technologies LLP | PF589 | Three Piece Union,3",SS-305,Atam,0-10 Bar,100° C,Female-PT,Teflon Ring | Piping and Fittings | Three Piece Union | Nos | 7412 | 18.00 | 0.00 | Yes | Yes | No |  | finished_good |  | Buy external | No |  |  |  | Yes | Yes | Yes
AT • ABSSTEM Technologies LLP | PF59 | Hex Nipple,2.5",CS,,0-10 Barg,100° C,Male-PT | Piping and Fittings | Hex Nipple | Nos | 7307 | 18.00 | 0.00 | Yes | Yes | No |  | finished_good |  | Buy external | No |  |  |  | Yes | Yes | Yes
AT • ABSSTEM Technologies LLP | PF590 | Ferrule Fittings,Male Connector,1/8" X 1/8" ,SS-304,,0-10 Bar,100° C,Male-NPT X Pipe Connector | Piping and Fittings | Ferrule Fittings | Nos | 4009 | 18.00 | 0.00 | Yes | Yes | No |  | finished_good |  | Buy external | No |  |  |  | Yes | Yes | Yes
AT • ABSSTEM Technologies LLP | PF591 | Ferrule Fittings,Male Connector,1/4" X 1/8",SS-304,,0-10 Bar,100° C,Male-NPT X Pipe Connector | Piping and Fittings | Ferrule Fittings | Nos | 4009 | 18.00 | 0.00 | Yes | Yes | No |  | finished_good |  | Buy external | No |  |  |  | Yes | Yes | Yes
AT • ABSSTEM Technologies LLP | PF592 | Hex Nipple,1/2",Brass,PBI,0-10 Barg,100° C,Male-PT | Piping and Fittings | Hex Nipple | Nos | 7307 | 18.00 | 0.00 | Yes | Yes | No |  | finished_good |  | Buy external | No |  |  |  | Yes | Yes | Yes
AT • ABSSTEM Technologies LLP | PF593 | Hex Nipple,1/2",MS,,0-10 Barg,100° C,Male-NPT | Piping and Fittings | Hex Nipple | Nos | 7307 | 18.00 | 0.00 | Yes | Yes | No |  | finished_good |  | Buy external | No |  |  |  | Yes | Yes | Yes
AT • ABSSTEM Technologies LLP | PF594 | Hex Nipple,1/2",SS-304,Atam,0-10 Barg,100° C,Male-NPT | Piping and Fittings | Hex Nipple | Nos | 7307 | 18.00 | 0.00 | Yes | Yes | No |  | finished_good |  | Buy external | No |  |  |  | Yes | Yes | Yes
AT • ABSSTEM Technologies LLP | PF595 | Hex Nipple,1/2",SS-316,Atam,0-10 Barg,100° C,Male-NPT | Piping and Fittings | Hex Nipple | Nos | 7307 | 18.00 | 0.00 | Yes | Yes | No |  | finished_good |  | Buy external | No |  |  |  | Yes | Yes | Yes
AT • ABSSTEM Technologies LLP | PF596 | Hex Nipple,1/2",GI,,0-10 Barg,100° C,Male-PT | Piping and Fittings | Hex Nipple | Nos | 7307 | 18.00 | 0.00 | Yes | Yes | No |  | finished_good |  | Buy external | No |  |  |  | Yes | Yes | Yes
AT • ABSSTEM Technologies LLP | PF597 | Hex Nipple,1/2",CS,,0-10 Barg,100° C,Male-PT | Piping and Fittings | Hex Nipple | Nos | 7307 | 18.00 | 0.00 | Yes | Yes | No |  | finished_good |  | Buy external | No |  |  |  | Yes | Yes | Yes
AT • ABSSTEM Technologies LLP | PF598 | Equal Elbow,1/2",Brass,PBI,0-10 Barg,100° C,Female-PT | Piping and Fittings | Equal Elbow | Nos | 848790 | 18.00 | 0.00 | Yes | Yes | No |  | finished_good |  | Buy external | No |  |  |  | Yes | Yes | Yes
AT • ABSSTEM Technologies LLP | PF599 | Equal Elbow,1/2",MS,VS,0-10 Barg,100° C,Female-NPT | Piping and Fittings | Equal Elbow | Nos | 848790 | 18.00 | 0.00 | Yes | Yes | No |  | finished_good |  | Buy external | No |  |  |  | Yes | Yes | Yes
AT • ABSSTEM Technologies LLP | PF6 | Hex Nipple,1.25",Brass,PBI,0-10 Barg,100° C,Male-PT | Piping and Fittings | Hex Nipple | Nos | 7307 | 18.00 | 0.00 | Yes | Yes | No |  | finished_good |  | Buy external | No |  |  |  | Yes | Yes | Yes
AT • ABSSTEM Technologies LLP | PF60 | Hex Nipple,3",CS,,0-10 Barg,100° C,Male-PT | Piping and Fittings | Hex Nipple | Nos | 7307 | 18.00 | 0.00 | Yes | Yes | No |  | finished_good |  | Buy external | No |  |  |  | Yes | Yes | Yes
AT • ABSSTEM Technologies LLP | PF600 | Equal Elbow,1/2",SS-304,Atam,0-10 Barg,100° C,Female-NPT | Piping and Fittings | Equal Elbow | Nos | 848790 | 18.00 | 0.00 | Yes | Yes | No |  | finished_good |  | Buy external | No |  |  |  | Yes | Yes | Yes
AT • ABSSTEM Technologies LLP | PF601 | Equal Elbow,1/2",SS-316,Atam,0-10 Barg,100° C,Female-NPT | Piping and Fittings | Equal Elbow | Nos | 848790 | 18.00 | 0.00 | Yes | Yes | No |  | finished_good |  | Buy external | No |  |  |  | Yes | Yes | Yes
AT • ABSSTEM Technologies LLP | PF602 | Equal Elbow,1/2",GI,,0-10 Barg,100° C,Female-PT | Piping and Fittings | Equal Elbow | Nos | 848790 | 18.00 | 0.00 | Yes | Yes | No |  | finished_good |  | Buy external | No |  |  |  | Yes | Yes | Yes
AT • ABSSTEM Technologies LLP | PF603 | Equal Elbow,1/2",CS,,0-10 Barg,100° C,Female-PT | Piping and Fittings | Equal Elbow | Nos | 848790 | 18.00 | 0.00 | Yes | Yes | No |  | finished_good |  | Buy external | No |  |  |  | Yes | Yes | Yes
AT • ABSSTEM Technologies LLP | PF604 | Socket,1/2",Brass,PBI,0-10 Barg,100° C,Female-PT | Piping and Fittings | Socket | Nos | 7412 | 18.00 | 0.00 | Yes | Yes | No |  | finished_good |  | Buy external | No |  |  |  | Yes | Yes | Yes
AT • ABSSTEM Technologies LLP | PF605 | Socket,1/2",SS-304,Atam,0-10 Barg,100° C,Female-PT | Piping and Fittings | Socket | Nos | 7412 | 18.00 | 0.00 | Yes | Yes | No |  | finished_good |  | Buy external | No |  |  |  | Yes | Yes | Yes
AT • ABSSTEM Technologies LLP | PF606 | Socket,1/2",MS,VS,0-10 Barg,100° C,Female-PT | Piping and Fittings | Socket | Nos | 7412 | 18.00 | 0.00 | Yes | Yes | No |  | finished_good |  | Buy external | No |  |  |  | Yes | Yes | Yes
AT • ABSSTEM Technologies LLP | PF607 | Equal Tee,1/2",SS-304,Atam,0-10 Barg.,100° C,Female-PT | Piping and Fittings | Equal Tee | Nos | 7412 | 18.00 | 0.00 | Yes | Yes | No |  | finished_good |  | Buy external | No |  |  |  | Yes | Yes | Yes
AT • ABSSTEM Technologies LLP | PF608 | Pipe Clamp,1/2",Jindal,SS,Eye Shape | Piping and Fittings | Pipe Clamp | Nos | 73079190 | 18.00 | 0.00 | Yes | Yes | No |  | finished_good |  | Buy external | No |  |  |  | Yes | Yes | Yes
AT • ABSSTEM Technologies LLP | PF609 | Pipe Clamp,3/4",Jindal,SS,Eye Shape | Piping and Fittings | Pipe Clamp | Nos | 73079190 | 18.00 | 0.00 | Yes | Yes | No |  | finished_good |  | Buy external | No |  |  |  | Yes | Yes | Yes
AT • ABSSTEM Technologies LLP | PF61 | Equal Elbow,1/4",Brass,PBI,0-10 Barg,100° C,Female-PT | Piping and Fittings | Equal Elbow | Nos | 848790 | 18.00 | 0.00 | Yes | Yes | No |  | finished_good |  | Buy external | No |  |  |  | Yes | Yes | Yes
AT • ABSSTEM Technologies LLP | PF610 | Pipe Clamp,1.25",Jindal,SS,Eye Shape | Piping and Fittings | Pipe Clamp | Nos | 73079190 | 18.00 | 0.00 | Yes | Yes | No |  | finished_good |  | Buy external | No |  |  |  | Yes | Yes | Yes
AT • ABSSTEM Technologies LLP | PF611 | Pipe Clamp,1.5",Jindal,SS,Eye Shape | Piping and Fittings | Pipe Clamp | Nos | 73079190 | 18.00 | 0.00 | Yes | Yes | No |  | finished_good |  | Buy external | No |  |  |  | Yes | Yes | Yes
AT • ABSSTEM Technologies LLP | PF612 | Pipe Clamp,2",Jindal,SS,Eye Shape | Piping and Fittings | Pipe Clamp | Nos | 73079190 | 18.00 | 0.00 | Yes | Yes | No |  | finished_good |  | Buy external | No |  |  |  | Yes | Yes | Yes
AT • ABSSTEM Technologies LLP | PF613 | Strip,Width 50 mm,MS,Thickness 5 mm, | Piping and Fittings | Strip | Nos | 72112350 | 18.00 | 0.00 | Yes | Yes | No |  | finished_good |  | Buy external | No |  |  |  | Yes | Yes | Yes
AT • ABSSTEM Technologies LLP | PF614 | Nut,Hex,6 mm,SS,,Metric Thread | Piping and Fittings | Nut | Nos | 7318 | 18.00 | 0.00 | Yes | Yes | No |  | finished_good |  | Buy external | No |  |  |  | Yes | Yes | Yes
AT • ABSSTEM Technologies LLP | PF615 | Pipe Nipple,3",SS-304,,0-25 Barg,(-10°C to 60°C),Male-NPT | Piping and Fittings | Pipe Nipple | Nos | 7307 | 18.00 | 0.00 | Yes | Yes | No |  | finished_good |  | Buy external | No |  |  |  | Yes | Yes | Yes
AT • ABSSTEM Technologies LLP | PF616 | Pipe,ID 212 mm,6 mm (SCH 40),MS,ERW,,0-20 Barg,(-45°C to 400°C) | Piping and Fittings | Pipe | Nos | 7306 | 18.00 | 0.00 | Yes | Yes | No |  | finished_good |  | Buy external | No |  |  |  | Yes | Yes | Yes
AT • ABSSTEM Technologies LLP | PF617 | Pipe Clamp,1",Jindal,SS,Eye Shape | Piping and Fittings | Pipe Clamp | Nos | 73079190 | 18.00 | 0.00 | Yes | Yes | No |  | finished_good |  | Buy external | No |  |  |  | Yes | Yes | Yes
AT • ABSSTEM Technologies LLP | PF618 | Flange,Raised Face-Blind,1/2",MS,150 #,,0-10 Barg.,150° C | Piping and Fittings | Flange | Nos | 730722 | 18.00 | 0.00 | Yes | Yes | No |  | finished_good |  | Buy external | No |  |  |  | Yes | Yes | Yes
AT • ABSSTEM Technologies LLP | PF619 | Flange,Raised Face-Blind,3/4",MS,150 #,,0-10 Barg.,150° C | Piping and Fittings | Flange | Nos | 730722 | 18.00 | 0.00 | Yes | Yes | No |  | finished_good |  | Buy external | No |  |  |  | Yes | Yes | Yes
AT • ABSSTEM Technologies LLP | PF62 | Equal Elbow,1/8",Brass,PBI,0-10 Barg,100° C,Female-PT | Piping and Fittings | Equal Elbow | Nos | 848790 | 18.00 | 0.00 | Yes | Yes | No |  | finished_good |  | Buy external | No |  |  |  | Yes | Yes | Yes
AT • ABSSTEM Technologies LLP | PF620 | Flange,Raised Face-Blind,1",MS,150 #,,0-10 Barg.,150° C | Piping and Fittings | Flange | Nos | 730722 | 18.00 | 0.00 | Yes | Yes | No |  | finished_good |  | Buy external | No |  |  |  | Yes | Yes | Yes
AT • ABSSTEM Technologies LLP | PF621 | Flange,Raised Face-Blind,1.25",MS,150 #,,0-10 Barg.,150° C | Piping and Fittings | Flange | Nos | 730722 | 18.00 | 0.00 | Yes | Yes | No |  | finished_good |  | Buy external | No |  |  |  | Yes | Yes | Yes
AT • ABSSTEM Technologies LLP | PF622 | Flange,Raised Face-Blind,1.5",MS,150 #,,0-10 Barg.,150° C | Piping and Fittings | Flange | Nos | 730722 | 18.00 | 0.00 | Yes | Yes | No |  | finished_good |  | Buy external | No |  |  |  | Yes | Yes | Yes
AT • ABSSTEM Technologies LLP | PF623 | Flange,Raised Face-Blind,2",MS,150 #,,0-10 Barg.,150° C | Piping and Fittings | Flange | Nos | 730722 | 18.00 | 0.00 | Yes | Yes | No |  | finished_good |  | Buy external | No |  |  |  | Yes | Yes | Yes
AT • ABSSTEM Technologies LLP | PF624 | Flange,Raised Face-Blind,2.5",MS,150 #,,0-10 Barg.,150° C | Piping and Fittings | Flange | Nos | 730722 | 18.00 | 0.00 | Yes | Yes | No |  | finished_good |  | Buy external | No |  |  |  | Yes | Yes | Yes
AT • ABSSTEM Technologies LLP | PF625 | Flange,Raised Face-Blind,3",MS,150 #,,0-10 Barg.,150° C | Piping and Fittings | Flange | Nos | 730722 | 18.00 | 0.00 | Yes | Yes | No |  | finished_good |  | Buy external | No |  |  |  | Yes | Yes | Yes
AT • ABSSTEM Technologies LLP | PF626 | Flange,Raised Face-Blind,4",MS,150 #,,0-10 Barg.,150° C | Piping and Fittings | Flange | Nos | 730722 | 18.00 | 0.00 | Yes | Yes | No |  | finished_good |  | Buy external | No |  |  |  | Yes | Yes | Yes
AT • ABSSTEM Technologies LLP | PF627 | Flange,Raised Face-Blind,1/2",SS,150 #,,0-10 Barg.,150° C | Piping and Fittings | Flange | Nos | 730722 | 18.00 | 0.00 | Yes | Yes | No |  | finished_good |  | Buy external | No |  |  |  | Yes | Yes | Yes
AT • ABSSTEM Technologies LLP | PF628 | Flange,Raised Face-Blind,3/4",SS,150 #,,0-10 Barg.,150° C | Piping and Fittings | Flange | Nos | 730722 | 18.00 | 0.00 | Yes | Yes | No |  | finished_good |  | Buy external | No |  |  |  | Yes | Yes | Yes
AT • ABSSTEM Technologies LLP | PF629 | Flange,Raised Face-Blind,1",SS,150 #,,0-10 Barg.,150° C | Piping and Fittings | Flange | Nos | 730722 | 18.00 | 0.00 | Yes | Yes | No |  | finished_good |  | Buy external | No |  |  |  | Yes | Yes | Yes
AT • ABSSTEM Technologies LLP | PF63 | Equal Elbow,3/8",Brass,PBI,0-10 Barg,100° C,Female-PT | Piping and Fittings | Equal Elbow | Nos | 848790 | 18.00 | 0.00 | Yes | Yes | No |  | finished_good |  | Buy external | No |  |  |  | Yes | Yes | Yes
AT • ABSSTEM Technologies LLP | PF630 | Flange,Raised Face-Blind,1.25",SS,150 #,,0-10 Barg.,150° C | Piping and Fittings | Flange | Nos | 730722 | 18.00 | 0.00 | Yes | Yes | No |  | finished_good |  | Buy external | No |  |  |  | Yes | Yes | Yes
AT • ABSSTEM Technologies LLP | PF631 | Flange,Raised Face-Blind,1.5",SS,150 #,,0-10 Barg.,150° C | Piping and Fittings | Flange | Nos | 730722 | 18.00 | 0.00 | Yes | Yes | No |  | finished_good |  | Buy external | No |  |  |  | Yes | Yes | Yes
AT • ABSSTEM Technologies LLP | PF632 | Flange,Raised Face-Blind,2",SS,150 #,,0-10 Barg.,150° C | Piping and Fittings | Flange | Nos | 730722 | 18.00 | 0.00 | Yes | Yes | No |  | finished_good |  | Buy external | No |  |  |  | Yes | Yes | Yes
AT • ABSSTEM Technologies LLP | PF633 | Flange,Raised Face-Blind,2.5",SS,150 #,,0-10 Barg.,150° C | Piping and Fittings | Flange | Nos | 730722 | 18.00 | 0.00 | Yes | Yes | No |  | finished_good |  | Buy external | No |  |  |  | Yes | Yes | Yes
AT • ABSSTEM Technologies LLP | PF634 | Flange,Raised Face-Blind,3",SS,150 #,,0-10 Barg.,150° C | Piping and Fittings | Flange | Nos | 730722 | 18.00 | 0.00 | Yes | Yes | No |  | finished_good |  | Buy external | No |  |  |  | Yes | Yes | Yes
AT • ABSSTEM Technologies LLP | PF635 | Flange,Raised Face-Blind,4",SS,150 #,,0-10 Barg.,150° C | Piping and Fittings | Flange | Nos | 730722 | 18.00 | 0.00 | Yes | Yes | No |  | finished_good |  | Buy external | No |  |  |  | Yes | Yes | Yes
AT • ABSSTEM Technologies LLP | PF636 | Bolt,Hex,13 X 50 mm,SS- 304,Metric Thread, | Piping and Fittings | Bolt | Nos | 7318 | 18.00 | 0.00 | Yes | Yes | No |  | finished_good |  | Buy external | No |  |  |  | Yes | Yes | Yes
AT • ABSSTEM Technologies LLP | PF637 | Bolt,Hex,16 X 65 mm,SS- 304,Metric Thread, | Piping and Fittings | Bolt | Nos | 7318 | 18.00 | 0.00 | Yes | Yes | No |  | finished_good |  | Buy external | No |  |  |  | Yes | Yes | Yes
AT • ABSSTEM Technologies LLP | PF638 | Washer,13 mm,Plain,SS-304, | Piping and Fittings | Washer | Nos | 7318 | 18.00 | 0.00 | Yes | Yes | No |  | finished_good |  | Buy external | No |  |  |  | Yes | Yes | Yes
AT • ABSSTEM Technologies LLP | PF639 | Nut,Hex,13 mm,SS-304,,Metric Thread | Piping and Fittings | Nut | Nos | 7318 | 18.00 | 0.00 | Yes | Yes | No |  | finished_good |  | Buy external | No |  |  |  | Yes | Yes | Yes
AT • ABSSTEM Technologies LLP | PF64 | Equal Elbow,3/4",Brass,PBI,0-10 Barg,100° C,Female-PT | Piping and Fittings | Equal Elbow | Nos | 848790 | 18.00 | 0.00 | Yes | Yes | No |  | finished_good |  | Buy external | No |  |  |  | Yes | Yes | Yes
AT • ABSSTEM Technologies LLP | PF640 | Nut,Hex,16 mm,SS-304,,Metric Thread | Piping and Fittings | Nut | Nos | 7318 | 18.00 | 0.00 | Yes | Yes | No |  | finished_good |  | Buy external | No |  |  |  | Yes | Yes | Yes
AT • ABSSTEM Technologies LLP | PF641 | Hose Clamp,3",Jindal,SS,Eye Shape | Piping and Fittings | Hose Clamp | Nos | 73079190 | 18.00 | 0.00 | Yes | Yes | No |  | finished_good |  | Buy external | No |  |  |  | Yes | Yes | Yes
AT • ABSSTEM Technologies LLP | PF642 | Gasket,Non-Metallic,1/2",,Compressed Non-Asbestos Fibre,Inner Bolt Circle | Piping and Fittings | Gasket | Nos | 68129990 | 18.00 | 0.00 | Yes | Yes | No |  | finished_good |  | Buy external | No |  |  |  | Yes | Yes | Yes
AT • ABSSTEM Technologies LLP | PF643 | Gasket,Non-Metallic,3/4",,Compressed Non-Asbestos Fibre,Inner Bolt Circle | Piping and Fittings | Gasket | Nos | 68129990 | 18.00 | 0.00 | Yes | Yes | No |  | finished_good |  | Buy external | No |  |  |  | Yes | Yes | Yes
AT • ABSSTEM Technologies LLP | PF644 | Gasket,Non-Metallic,1",,Compressed Non-Asbestos Fibre,Inner Bolt Circle | Piping and Fittings | Gasket | Nos | 68129990 | 18.00 | 0.00 | Yes | Yes | No |  | finished_good |  | Buy external | No |  |  |  | Yes | Yes | Yes
AT • ABSSTEM Technologies LLP | PF645 | Gasket,Non-Metallic,1.5",,Compressed Non-Asbestos Fibre,Inner Bolt Circle | Piping and Fittings | Gasket | Nos | 68129990 | 18.00 | 0.00 | Yes | Yes | No |  | finished_good |  | Buy external | No |  |  |  | Yes | Yes | Yes
AT • ABSSTEM Technologies LLP | PF646 | Gasket,Non-Metallic,2",,Compressed Non-Asbestos Fibre,Inner Bolt Circle | Piping and Fittings | Gasket | Nos | 68129990 | 18.00 | 0.00 | Yes | Yes | No |  | finished_good |  | Buy external | No |  |  |  | Yes | Yes | Yes
AT • ABSSTEM Technologies LLP | PF647 | Gasket,Non-Metallic,2.5",,Compressed Non-Asbestos Fibre,Inner Bolt Circle | Piping and Fittings | Gasket | Nos | 68129990 | 18.00 | 0.00 | Yes | Yes | No |  | finished_good |  | Buy external | No |  |  |  | Yes | Yes | Yes
AT • ABSSTEM Technologies LLP | PF648 | Gasket,Non-Metallic,3",,Compressed Non-Asbestos Fibre,Inner Bolt Circle | Piping and Fittings | Gasket | Nos | 68129990 | 18.00 | 0.00 | Yes | Yes | No |  | finished_good |  | Buy external | No |  |  |  | Yes | Yes | Yes
AT • ABSSTEM Technologies LLP | PF649 | Gasket,Non-Metallic,1/2",,Compressed Asbestos Fibre,Inner Bolt Circle | Piping and Fittings | Gasket | Nos | 68129990 | 18.00 | 0.00 | Yes | Yes | No |  | finished_good |  | Buy external | No |  |  |  | Yes | Yes | Yes
AT • ABSSTEM Technologies LLP | PF65 | Equal Elbow,1",Brass,PBI,0-10 Barg,100° C,Female-PT | Piping and Fittings | Equal Elbow | Nos | 848790 | 18.00 | 0.00 | Yes | Yes | No |  | finished_good |  | Buy external | No |  |  |  | Yes | Yes | Yes
AT • ABSSTEM Technologies LLP | PF650 | Gasket,Non-Metallic,3/4",,Compressed Asbestos Fibre,Inner Bolt Circle | Piping and Fittings | Gasket | Nos | 68129990 | 18.00 | 0.00 | Yes | Yes | No |  | finished_good |  | Buy external | No |  |  |  | Yes | Yes | Yes
AT • ABSSTEM Technologies LLP | PF651 | Gasket,Non-Metallic,1",,Compressed Asbestos Fibre,Inner Bolt Circle | Piping and Fittings | Gasket | Nos | 68129990 | 18.00 | 0.00 | Yes | Yes | No |  | finished_good |  | Buy external | No |  |  |  | Yes | Yes | Yes
AT • ABSSTEM Technologies LLP | PF652 | Gasket,Non-Metallic,1.5",,Compressed Asbestos Fibre,Inner Bolt Circle | Piping and Fittings | Gasket | Nos | 68129990 | 18.00 | 0.00 | Yes | Yes | No |  | finished_good |  | Buy external | No |  |  |  | Yes | Yes | Yes
AT • ABSSTEM Technologies LLP | PF653 | Gasket,Non-Metallic,2",,Compressed Asbestos Fibre,Inner Bolt Circle | Piping and Fittings | Gasket | Nos | 68129990 | 18.00 | 0.00 | Yes | Yes | No |  | finished_good |  | Buy external | No |  |  |  | Yes | Yes | Yes
AT • ABSSTEM Technologies LLP | PF654 | Gasket,Non-Metallic,2.5",,Compressed Asbestos Fibre,Inner Bolt Circle | Piping and Fittings | Gasket | Nos | 68129990 | 18.00 | 0.00 | Yes | Yes | No |  | finished_good |  | Buy external | No |  |  |  | Yes | Yes | Yes
AT • ABSSTEM Technologies LLP | PF655 | Gasket,Non-Metallic,3",,Compressed Asbestos Fibre,Inner Bolt Circle | Piping and Fittings | Gasket | Nos | 68129990 | 18.00 | 0.00 | Yes | Yes | No |  | finished_good |  | Buy external | No |  |  |  | Yes | Yes | Yes
AT • ABSSTEM Technologies LLP | PF656 | Gasket,Non-Metallic,1/2",,PTFE,Inner Bolt Circle | Piping and Fittings | Gasket | Nos | 68129990 | 18.00 | 0.00 | Yes | Yes | No |  | finished_good |  | Buy external | No |  |  |  | Yes | Yes | Yes
AT • ABSSTEM Technologies LLP | PF657 | Gasket,Non-Metallic,3/4",,PTFE,Inner Bolt Circle | Piping and Fittings | Gasket | Nos | 68129990 | 18.00 | 0.00 | Yes | Yes | No |  | finished_good |  | Buy external | No |  |  |  | Yes | Yes | Yes
AT • ABSSTEM Technologies LLP | PF658 | Gasket,Non-Metallic,1",,PTFE,Inner Bolt Circle | Piping and Fittings | Gasket | Nos | 68129990 | 18.00 | 0.00 | Yes | Yes | No |  | finished_good |  | Buy external | No |  |  |  | Yes | Yes | Yes
AT • ABSSTEM Technologies LLP | PF659 | Gasket,Non-Metallic,1.5",,PTFE,Inner Bolt Circle | Piping and Fittings | Gasket | Nos | 68129990 | 18.00 | 0.00 | Yes | Yes | No |  | finished_good |  | Buy external | No |  |  |  | Yes | Yes | Yes
AT • ABSSTEM Technologies LLP | PF66 | Equal Elbow,1.25",Brass,PBI,0-10 Barg,100° C,Female-PT | Piping and Fittings | Equal Elbow | Nos | 848790 | 18.00 | 0.00 | Yes | Yes | No |  | finished_good |  | Buy external | No |  |  |  | Yes | Yes | Yes
AT • ABSSTEM Technologies LLP | PF660 | Gasket,Non-Metallic,2",,PTFE,Inner Bolt Circle | Piping and Fittings | Gasket | Nos | 68129990 | 18.00 | 0.00 | Yes | Yes | No |  | finished_good |  | Buy external | No |  |  |  | Yes | Yes | Yes
AT • ABSSTEM Technologies LLP | PF661 | Gasket,Non-Metallic,2.5",,PTFE,Inner Bolt Circle | Piping and Fittings | Gasket | Nos | 68129990 | 18.00 | 0.00 | Yes | Yes | No |  | finished_good |  | Buy external | No |  |  |  | Yes | Yes | Yes
AT • ABSSTEM Technologies LLP | PF662 | Gasket,Non-Metallic,3",,PTFE,Inner Bolt Circle | Piping and Fittings | Gasket | Nos | 68129990 | 18.00 | 0.00 | Yes | Yes | No |  | finished_good |  | Buy external | No |  |  |  | Yes | Yes | Yes
AT • ABSSTEM Technologies LLP | PF663 | Gasket,Metallic,1/2",,Graphite,Inner Bolt Circle | Piping and Fittings | Gasket | Nos | 68129990 | 18.00 | 0.00 | Yes | Yes | No |  | finished_good |  | Buy external | No |  |  |  | Yes | Yes | Yes
AT • ABSSTEM Technologies LLP | PF664 | Gasket,Metallic,3/4",,Graphite,Inner Bolt Circle | Piping and Fittings | Gasket | Nos | 68129990 | 18.00 | 0.00 | Yes | Yes | No |  | finished_good |  | Buy external | No |  |  |  | Yes | Yes | Yes
AT • ABSSTEM Technologies LLP | PF665 | Gasket,Metallic,1",,Graphite,Inner Bolt Circle | Piping and Fittings | Gasket | Nos | 68129990 | 18.00 | 0.00 | Yes | Yes | No |  | finished_good |  | Buy external | No |  |  |  | Yes | Yes | Yes
AT • ABSSTEM Technologies LLP | PF666 | Gasket,Metallic,1.5",,Graphite,Inner Bolt Circle | Piping and Fittings | Gasket | Nos | 68129990 | 18.00 | 0.00 | Yes | Yes | No |  | finished_good |  | Buy external | No |  |  |  | Yes | Yes | Yes
AT • ABSSTEM Technologies LLP | PF667 | Gasket,Metallic,2",,Graphite,Inner Bolt Circle | Piping and Fittings | Gasket | Nos | 68129990 | 18.00 | 0.00 | Yes | Yes | No |  | finished_good |  | Buy external | No |  |  |  | Yes | Yes | Yes
AT • ABSSTEM Technologies LLP | PF668 | Gasket,Metallic,2.5",,Graphite,Inner Bolt Circle | Piping and Fittings | Gasket | Nos | 68129990 | 18.00 | 0.00 | Yes | Yes | No |  | finished_good |  | Buy external | No |  |  |  | Yes | Yes | Yes
AT • ABSSTEM Technologies LLP | PF669 | Gasket,Metallic,3",,Graphite,Inner Bolt Circle | Piping and Fittings | Gasket | Nos | 68129990 | 18.00 | 0.00 | Yes | Yes | No |  | finished_good |  | Buy external | No |  |  |  | Yes | Yes | Yes
AT • ABSSTEM Technologies LLP | PF67 | Equal Elbow,1.5",Brass,PBI,0-10 Barg,100° C,Female-PT | Piping and Fittings | Equal Elbow | Nos | 848790 | 18.00 | 0.00 | Yes | Yes | No |  | finished_good |  | Buy external | No |  |  |  | Yes | Yes | Yes
AT • ABSSTEM Technologies LLP | PF670 | Pipe,1/2",SCH 10,SS-304,Seamless,,0-20 Barg,(-45°C to 400°C) | Piping and Fittings | Pipe | MTR | 730690 | 18.00 | 0.00 | Yes | Yes | No |  | finished_good |  | Buy external | No |  |  |  | Yes | Yes | Yes
AT • ABSSTEM Technologies LLP | PF671 | Pipe,3/4",SCH 10,SS-304,Seamless,,0-20 Barg,(-45°C to 400°C) | Piping and Fittings | Pipe | MTR | 730690 | 18.00 | 0.00 | Yes | Yes | No |  | finished_good |  | Buy external | No |  |  |  | Yes | Yes | Yes
AT • ABSSTEM Technologies LLP | PF672 | Pipe,1",SCH 10,SS-304,Seamless,,0-20 Barg,(-45°C to 400°C) | Piping and Fittings | Pipe | MTR | 730690 | 18.00 | 0.00 | Yes | Yes | No |  | finished_good |  | Buy external | No |  |  |  | Yes | Yes | Yes
AT • ABSSTEM Technologies LLP | PF673 | Pipe,1.25",SCH 10,SS-304,Seamless,,0-20 Barg,(-45°C to 400°C) | Piping and Fittings | Pipe | MTR | 730690 | 18.00 | 0.00 | Yes | Yes | No |  | finished_good |  | Buy external | No |  |  |  | Yes | Yes | Yes
AT • ABSSTEM Technologies LLP | PF674 | Pipe,1.5",SCH 10,SS-304,Seamless,,0-20 Barg,(-45°C to 400°C) | Piping and Fittings | Pipe | MTR | 730690 | 18.00 | 0.00 | Yes | Yes | No |  | finished_good |  | Buy external | No |  |  |  | Yes | Yes | Yes
AT • ABSSTEM Technologies LLP | PF675 | Pipe,2",SCH 10,SS-304,Seamless,,0-20 Barg,(-45°C to 400°C) | Piping and Fittings | Pipe | MTR | 730690 | 18.00 | 0.00 | Yes | Yes | No |  | finished_good |  | Buy external | No |  |  |  | Yes | Yes | Yes
AT • ABSSTEM Technologies LLP | PF676 | Pipe,2.5",SCH 10,SS-304,Seamless,,0-20 Barg,(-45°C to 400°C) | Piping and Fittings | Pipe | MTR | 730690 | 18.00 | 0.00 | Yes | Yes | No |  | finished_good |  | Buy external | No |  |  |  | Yes | Yes | Yes
AT • ABSSTEM Technologies LLP | PF677 | Pipe,3",SCH 10,SS-304,Seamless,,0-20 Barg,(-45°C to 400°C) | Piping and Fittings | Pipe | MTR | 730690 | 18.00 | 0.00 | Yes | Yes | No |  | finished_good |  | Buy external | No |  |  |  | Yes | Yes | Yes
AT • ABSSTEM Technologies LLP | PF678 | Pipe,1/2",SCH 40,SS-304,Seamless,,0-20 Barg,(-45°C to 400°C) | Piping and Fittings | Pipe | MTR | 730690 | 18.00 | 0.00 | Yes | Yes | No |  | finished_good |  | Buy external | No |  |  |  | Yes | Yes | Yes
AT • ABSSTEM Technologies LLP | PF679 | Pipe,3/4",SCH 40,SS-304,Seamless,,0-20 Barg,(-45°C to 400°C) | Piping and Fittings | Pipe | MTR | 730690 | 18.00 | 0.00 | Yes | Yes | No |  | finished_good |  | Buy external | No |  |  |  | Yes | Yes | Yes
AT • ABSSTEM Technologies LLP | PF68 | Equal Elbow,2",Brass,PBI,0-10 Barg,100° C,Female-PT | Piping and Fittings | Equal Elbow | Nos | 848790 | 18.00 | 0.00 | Yes | Yes | No |  | finished_good |  | Buy external | No |  |  |  | Yes | Yes | Yes
AT • ABSSTEM Technologies LLP | PF680 | Pipe,1",SCH 40,SS-304,Seamless,,0-20 Barg,(-45°C to 400°C) | Piping and Fittings | Pipe | MTR | 730690 | 18.00 | 0.00 | Yes | Yes | No |  | finished_good |  | Buy external | No |  |  |  | Yes | Yes | Yes
AT • ABSSTEM Technologies LLP | PF681 | Pipe,1.25",SCH 40,SS-304,Seamless,,0-20 Barg,(-45°C to 400°C) | Piping and Fittings | Pipe | MTR | 730690 | 18.00 | 0.00 | Yes | Yes | No |  | finished_good |  | Buy external | No |  |  |  | Yes | Yes | Yes
AT • ABSSTEM Technologies LLP | PF682 | Pipe,1.5",SCH 40,SS-304,Seamless,,0-20 Barg,(-45°C to 400°C) | Piping and Fittings | Pipe | MTR | 730690 | 18.00 | 0.00 | Yes | Yes | No |  | finished_good |  | Buy external | No |  |  |  | Yes | Yes | Yes
AT • ABSSTEM Technologies LLP | PF683 | Pipe,2",SCH 40,SS-304,Seamless,,0-20 Barg,(-45°C to 400°C) | Piping and Fittings | Pipe | MTR | 730690 | 18.00 | 0.00 | Yes | Yes | No |  | finished_good |  | Buy external | No |  |  |  | Yes | Yes | Yes
AT • ABSSTEM Technologies LLP | PF684 | Pipe,2.5",SCH 40,SS-304,Seamless,,0-20 Barg,(-45°C to 400°C) | Piping and Fittings | Pipe | MTR | 730690 | 18.00 | 0.00 | Yes | Yes | No |  | finished_good |  | Buy external | No |  |  |  | Yes | Yes | Yes
AT • ABSSTEM Technologies LLP | PF685 | Pipe,3",SCH 40,SS-304,Seamless,,0-20 Barg,(-45°C to 400°C) | Piping and Fittings | Pipe | MTR | 730690 | 18.00 | 0.00 | Yes | Yes | No |  | finished_good |  | Buy external | No |  |  |  | Yes | Yes | Yes
AT • ABSSTEM Technologies LLP | PF686 | Bolt,Screw-Star Head,1.25",MS,Metric Thread, | Piping and Fittings | Bolt | Nos | 7318 | 18.00 | 0.00 | Yes | Yes | No |  | finished_good |  | Buy external | No |  |  |  | Yes | Yes | Yes
AT • ABSSTEM Technologies LLP | PF687 | Bolt,Screw-Star Head,1.5",MS,Metric Thread, | Piping and Fittings | Bolt | Nos | 7318 | 18.00 | 0.00 | Yes | Yes | No |  | finished_good |  | Buy external | No |  |  |  | Yes | Yes | Yes
AT • ABSSTEM Technologies LLP | PF688 | Bolt,Screw-Star Head,2",MS,Metric Thread, | Piping and Fittings | Bolt | Nos | 7318 | 18.00 | 0.00 | Yes | Yes | No |  | finished_good |  | Buy external | No |  |  |  | Yes | Yes | Yes
AT • ABSSTEM Technologies LLP | PF689 | Socket,1",SS-304,Acute,0-10 Barg,100° C,Female-PT | Piping and Fittings | Socket | Nos | 73072200 | 18.00 | 0.00 | Yes | Yes | No |  | finished_good |  | Buy external | No |  |  |  | Yes | Yes | Yes
AT • ABSSTEM Technologies LLP | PF69 | Equal Elbow,2.5",Brass,PBI,0-10 Barg,100° C,Female-PT | Piping and Fittings | Equal Elbow | Nos | 848790 | 18.00 | 0.00 | Yes | Yes | No |  | finished_good |  | Buy external | No |  |  |  | Yes | Yes | Yes
AT • ABSSTEM Technologies LLP | PF690 | Socket,1/2",SS-304,Acute,0-10 Barg,100° C,Female-PT | Piping and Fittings | Socket | Nos | 73072200 | 18.00 | 0.00 | Yes | Yes | No |  | finished_good |  | Buy external | No |  |  |  | Yes | Yes | Yes
AT • ABSSTEM Technologies LLP | PF691 | Washer,4 mm,Plain,SS, | Piping and Fittings | Washer | Nos | 7318 | 18.00 | 0.00 | Yes | Yes | No |  | finished_good |  | Buy external | No |  |  |  | Yes | Yes | Yes
AT • ABSSTEM Technologies LLP | PF692 | Washer,6 mm,Plain,SS, | Piping and Fittings | Washer | Nos | 7318 | 18.00 | 0.00 | Yes | Yes | No |  | finished_good |  | Buy external | No |  |  |  | Yes | Yes | Yes
AT • ABSSTEM Technologies LLP | PF693 | Washer,8 mm,Plain,SS, | Piping and Fittings | Washer | Nos | 7318 | 18.00 | 0.00 | Yes | Yes | No |  | finished_good |  | Buy external | No |  |  |  | Yes | Yes | Yes
AT • ABSSTEM Technologies LLP | PF694 | Washer,10 mm,Plain,SS, | Piping and Fittings | Washer | Nos | 7318 | 18.00 | 0.00 | Yes | Yes | No |  | finished_good |  | Buy external | No |  |  |  | Yes | Yes | Yes
AT • ABSSTEM Technologies LLP | PF695 | Washer,12 mm,Plain,SS, | Piping and Fittings | Washer | Nos | 7318 | 18.00 | 0.00 | Yes | Yes | No |  | finished_good |  | Buy external | No |  |  |  | Yes | Yes | Yes
AT • ABSSTEM Technologies LLP | PF696 | Washer,14 mm,Plain,SS, | Piping and Fittings | Washer | Nos | 7318 | 18.00 | 0.00 | Yes | Yes | No |  | finished_good |  | Buy external | No |  |  |  | Yes | Yes | Yes
AT • ABSSTEM Technologies LLP | PF697 | Door Hinge,Concealed,,,MS,Dirak | Piping and Fittings | Door Hinge | Nos | 8302 | 18.00 | 0.00 | Yes | Yes | No |  | finished_good |  | Buy external | No |  |  |  | Yes | Yes | Yes
AT • ABSSTEM Technologies LLP | PF698 | Door Hinge,Concealed,,,MS,Arihant | Piping and Fittings | Door Hinge | Nos | 8302 | 18.00 | 0.00 | Yes | Yes | No |  | finished_good |  | Buy external | No |  |  |  | Yes | Yes | Yes
AT • ABSSTEM Technologies LLP | PF699 | X-Nipple,1/2",SS | Piping and Fittings | X-Nipple | Nos | 7307 | 18.00 | 0.00 | Yes | Yes | No |  | finished_good |  | Buy external | No |  |  |  | Yes | Yes | Yes
AT • ABSSTEM Technologies LLP | PF7 | Hex Nipple,1.5",Brass,PBI,0-10 Barg,100° C,Male-PT | Piping and Fittings | Hex Nipple | Nos | 7307 | 18.00 | 0.00 | Yes | Yes | No |  | finished_good |  | Buy external | No |  |  |  | Yes | Yes | Yes
AT • ABSSTEM Technologies LLP | PF70 | Equal Elbow,3",Brass,PBI,0-10 Barg,100° C,Female-PT | Piping and Fittings | Equal Elbow | Nos | 848790 | 18.00 | 0.00 | Yes | Yes | No |  | finished_good |  | Buy external | No |  |  |  | Yes | Yes | Yes
AT • ABSSTEM Technologies LLP | PF700 | X-Nipple,3/4",SS | Piping and Fittings | X-Nipple | Nos | 7307 | 18.00 | 0.00 | Yes | Yes | No |  | finished_good |  | Buy external | No |  |  |  | Yes | Yes | Yes
AT • ABSSTEM Technologies LLP | PF701 | X-Nipple,1",SS | Piping and Fittings | X-Nipple | Nos | 7307 | 18.00 | 0.00 | Yes | Yes | No |  | finished_good |  | Buy external | No |  |  |  | Yes | Yes | Yes
AT • ABSSTEM Technologies LLP | PF702 | Camlock Coupling,Adapter,1/2",SS, | Piping and Fittings | Camlock Coupling | Nos | 7307 | 18.00 | 0.00 | Yes | Yes | No |  | finished_good |  | Buy external | No |  |  |  | Yes | Yes | Yes
AT • ABSSTEM Technologies LLP | PF703 | Camlock Coupling,Coupler,1/2",SS, | Piping and Fittings | Camlock Coupling | Nos | 7307 | 18.00 | 0.00 | Yes | Yes | No |  | finished_good |  | Buy external | No |  |  |  | Yes | Yes | Yes
AT • ABSSTEM Technologies LLP | PF704 | Camlock Coupling,Adapter,3/4",SS, | Piping and Fittings | Camlock Coupling | Nos | 7307 | 18.00 | 0.00 | Yes | Yes | No |  | finished_good |  | Buy external | No |  |  |  | Yes | Yes | Yes
AT • ABSSTEM Technologies LLP | PF705 | Camlock Coupling,Coupler,3/4",SS, | Piping and Fittings | Camlock Coupling | Nos | 7307 | 18.00 | 0.00 | Yes | Yes | No |  | finished_good |  | Buy external | No |  |  |  | Yes | Yes | Yes
AT • ABSSTEM Technologies LLP | PF706 | Camlock Coupling,Adapter,1",SS, | Piping and Fittings | Camlock Coupling | Nos | 7307 | 18.00 | 0.00 | Yes | Yes | No |  | finished_good |  | Buy external | No |  |  |  | Yes | Yes | Yes
AT • ABSSTEM Technologies LLP | PF707 | Camlock Coupling,Coupler,1",SS, | Piping and Fittings | Camlock Coupling | Nos | 7307 | 18.00 | 0.00 | Yes | Yes | No |  | finished_good |  | Buy external | No |  |  |  | Yes | Yes | Yes
AT • ABSSTEM Technologies LLP | PF708 | Sealing Ring,O-Type,OD32 X ID27 X T2.5 mm,PTFE,15 mm,White | Piping and Fittings | Sealing Ring | Nos | 4016 | 18.00 | 0.00 | Yes | Yes | No |  | finished_good |  | Buy external | No |  |  |  | Yes | Yes | Yes
AT • ABSSTEM Technologies LLP | PF709 | Sealing Ring,O-Type,OD38 X ID33 X T2.5 mm,PTFE,20 mm,White | Piping and Fittings | Sealing Ring | Nos | 4016 | 18.00 | 0.00 | Yes | Yes | No |  | finished_good |  | Buy external | No |  |  |  | Yes | Yes | Yes
AT • ABSSTEM Technologies LLP | PF71 | Equal Elbow,1/4",MS,VS,0-10 Barg,100° C,Female-NPT | Piping and Fittings | Equal Elbow | Nos | 848790 | 18.00 | 0.00 | Yes | Yes | No |  | finished_good |  | Buy external | No |  |  |  | Yes | Yes | Yes
AT • ABSSTEM Technologies LLP | PF710 | Sealing Ring,O-Type,OD46 X ID39 X T2.5 mm,PTFE,25 mm,White | Piping and Fittings | Sealing Ring | Nos | 4016 | 18.00 | 0.00 | Yes | Yes | No |  | finished_good |  | Buy external | No |  |  |  | Yes | Yes | Yes
AT • ABSSTEM Technologies LLP | PF711 | X-Nipple,1.5",SS | Piping and Fittings | X-Nipple | Nos | 7307 | 18.00 | 0.00 | Yes | Yes | No |  | finished_good |  | Buy external | No |  |  |  | Yes | Yes | Yes
AT • ABSSTEM Technologies LLP | PF712 | Three Piece Union,1.5",GI,,0-10 Bar,100° C,Female-PT,NBR | Piping and Fittings | Three Piece Union | Nos | 7412 | 18.00 | 0.00 | Yes | Yes | No |  | finished_good |  | Buy external | No |  |  |  | Yes | Yes | Yes
AT • ABSSTEM Technologies LLP | PF713 | Pipe,ID 207 mm,6 mm (SCH 40),MS,ERW,Jindal,0-20 Barg,(-45°C to 400°C) | Piping and Fittings | Pipe | MTR | 730690 | 18.00 | 0.00 | Yes | Yes | No |  | finished_good |  | Buy external | No |  |  |  | Yes | Yes | Yes
AT • ABSSTEM Technologies LLP | PF714 | Pipe,ID 344 mm,6 mm (SCH 40),MS,ERW,Jindal,0-20 Barg,(-45°C to 400°C) | Piping and Fittings | Pipe | MTR | 730690 | 18.00 | 0.00 | Yes | Yes | No |  | finished_good |  | Buy external | No |  |  |  | Yes | Yes | Yes
AT • ABSSTEM Technologies LLP | PF715 | Pipe,ID 394 mm,6 mm (SCH 40),MS,ERW,Jindal,0-20 Barg,(-45°C to 400°C) | Piping and Fittings | Pipe | MTR | 730690 | 18.00 | 0.00 | Yes | Yes | No |  | finished_good |  | Buy external | No |  |  |  | Yes | Yes | Yes
AT • ABSSTEM Technologies LLP | PF716 | Hose,1.25",Without Crimping,Synthetic Rubber,Parker-Air Master,N/A,0-88 Barg,(-35°C to 100°C) | Piping and Fittings | Hose | MTR | 391739 | 18.00 | 0.00 | Yes | Yes | No |  | finished_good |  | Buy external | No |  |  |  | Yes | Yes | Yes
AT • ABSSTEM Technologies LLP | PF717 | Hose,1.25",Crimped,Synthetic Rubber,Parker-Air Master,Female-PT,0-88 Barg,(-35°C to 100°C) | Piping and Fittings | Hose | MTR | 391739 | 18.00 | 0.00 | Yes | Yes | No |  | finished_good |  | Buy external | No |  |  |  | Yes | Yes | Yes
AT • ABSSTEM Technologies LLP | PF718 | Hex Nipple,1/2",SS,,High Pressure,100° C,Male-PT | Piping and Fittings | Hex Nipple | Nos | 7307 | 18.00 | 0.00 | Yes | Yes | No |  | finished_good |  | Buy external | No |  |  |  | Yes | Yes | Yes
AT • ABSSTEM Technologies LLP | PF719 | Hex Reducer,1/2" X 3/4",SS,,High Pressure,100° C,Male-PT | Piping and Fittings | Hex Reducer | Nos | 7412 | 18.00 | 0.00 | Yes | Yes | No |  | finished_good |  | Buy external | No |  |  |  | Yes | Yes | Yes
AT • ABSSTEM Technologies LLP | PF72 | Equal Elbow,1/8",MS,VS,0-10 Barg,100° C,Female-NPT | Piping and Fittings | Equal Elbow | Nos | 848790 | 18.00 | 0.00 | Yes | Yes | No |  | finished_good |  | Buy external | No |  |  |  | Yes | Yes | Yes
AT • ABSSTEM Technologies LLP | PF720 | Hose,1/2",Crimped,Synthetic Rubber,Parker-R6,Female-PT,High Pressure,(-35°C to 100°C) | Piping and Fittings | Hose | MTR | 391739 | 18.00 | 0.00 | Yes | Yes | No |  | finished_good |  | Buy external | No |  |  |  | Yes | Yes | Yes
AT • ABSSTEM Technologies LLP | PF721 | Hex Reducer,1" X 1/2",GI,,High Pressure,100° C,Male-PT | Piping and Fittings | Hex Reducer | Nos | 7412 | 18.00 | 0.00 | Yes | Yes | No |  | finished_good |  | Buy external | No |  |  |  | Yes | Yes | Yes
AT • ABSSTEM Technologies LLP | PF722 | Bush Reducer,2.5" X 1.5",Brass,PBI,0-10 Barg,100° C,Male-PT | Piping and Fittings | Bush Reducer | Nos | 7412 | 18.00 | 0.00 | Yes | Yes | No |  | finished_good |  | Buy external | No |  |  |  | Yes | Yes | Yes
AT • ABSSTEM Technologies LLP | PF723 | Bush Reducer,2.5" X 1.5",SS-304,Atam,0-10 Barg,100° C,Male-NPT | Piping and Fittings | Bush Reducer | Nos | 7412 | 18.00 | 0.00 | Yes | Yes | No |  | finished_good |  | Buy external | No |  |  |  | Yes | Yes | Yes
AT • ABSSTEM Technologies LLP | PF724 | Bush Reducer,2.5" X 1.5",MS,,0-10 Barg,100° C,Male-NPT | Piping and Fittings | Bush Reducer | Nos | 7412 | 18.00 | 0.00 | Yes | Yes | No |  | finished_good |  | Buy external | No |  |  |  | Yes | Yes | Yes
AT • ABSSTEM Technologies LLP | PF725 | Bush Reducer,2.5" X 1.5",GI,,0-10 Barg,100° C,Male-NPT | Piping and Fittings | Bush Reducer | Nos | 7412 | 18.00 | 0.00 | Yes | Yes | No |  | finished_good |  | Buy external | No |  |  |  | Yes | Yes | Yes
AT • ABSSTEM Technologies LLP | PF726 | Hose,1/2",Crimped,Synthetic Rubber,Parker-High Pressure,Female-PT,0-150 Barg,(-35°C to 100°C) | Piping and Fittings | Hose | MTR | 391739 | 18.00 | 0.00 | Yes | Yes | No |  | finished_good |  | Buy external | No |  |  |  | Yes | Yes | Yes
AT • ABSSTEM Technologies LLP | PF727 | Hex Reducer,1/2" X 1/4",GI,,High Pressure,100° C,Male-PT | Piping and Fittings | Hex Reducer | Nos | 7412 | 18.00 | 0.00 | Yes | Yes | No |  | finished_good |  | Buy external | No |  |  |  | Yes | Yes | Yes
AT • ABSSTEM Technologies LLP | PF728 | Equal Elbow,1/2",GI,,High Pressure,100° C,Male-PT | Piping and Fittings | Equal Elbow | Nos | 7412 | 18.00 | 0.00 | Yes | Yes | No |  | finished_good |  | Buy external | No |  |  |  | Yes | Yes | Yes
AT • ABSSTEM Technologies LLP | PF729 | Hex Reducer,3/4" X 1/2",GI,Parthgenix Technologies,,100° C,Male-BSP | Piping and Fittings | Hex Reducer | Nos | 7412 | 18.00 | 0.00 | Yes | Yes | No |  | finished_good |  | Buy external | No |  |  |  | Yes | Yes | Yes
AT • ABSSTEM Technologies LLP | PF73 | Equal Elbow,3/8",MS,VS,0-10 Barg,100° C,Female-NPT | Piping and Fittings | Equal Elbow | Nos | 848790 | 18.00 | 0.00 | Yes | Yes | No |  | finished_good |  | Buy external | No |  |  |  | Yes | Yes | Yes
AT • ABSSTEM Technologies LLP | PF730 | Hex Nipple,1.25",GI,Parthgenix Technologies,,100° C,Male-BSP | Piping and Fittings | Hex Nipple | Nos | 7412 | 18.00 | 0.00 | Yes | Yes | No |  | finished_good |  | Buy external | No |  |  |  | Yes | Yes | Yes
AT • ABSSTEM Technologies LLP | PF731 | Hex Nipple,3/4",SS,Parthgenix Technologies,High Pressure,100° C,Male-BSP | Piping and Fittings | Hex Nipple | Nos | 7412 | 18.00 | 0.00 | Yes | Yes | No |  | finished_good |  | Buy external | No |  |  |  | Yes | Yes | Yes
AT • ABSSTEM Technologies LLP | PF732 | Equal Elbow,3/4",MS,MS Traders,High Pressure,100° C,Male-BSP | Piping and Fittings | Equal Elbow | Nos | 7412 | 18.00 | 0.00 | Yes | Yes | No |  | finished_good |  | Buy external | No |  |  |  | Yes | Yes | Yes
AT • ABSSTEM Technologies LLP | PF733 | Bolt,Allen,8 X 25 mm,SS- 304,Metric Thread, | Piping and Fittings | Bolt | Nos | 7318 | 18.00 | 0.00 | Yes | Yes | No |  | finished_good |  | Buy external | No |  |  |  | Yes | Yes | Yes
AT • ABSSTEM Technologies LLP | PF734 | Washer,14 mm,Plain,MS, | Piping and Fittings | Washer | Nos | 7318 | 18.00 | 0.00 | Yes | Yes | No |  | finished_good |  | Buy external | No |  |  |  | Yes | Yes | Yes
AT • ABSSTEM Technologies LLP | PF735 | Bolt,Hex,8 X 25 mm,MS,Metric Thread, | Piping and Fittings | Bolt | Nos | 7318 | 18.00 | 0.00 | Yes | Yes | No |  | finished_good |  | Buy external | No |  |  |  | Yes | Yes | Yes
AT • ABSSTEM Technologies LLP | PF736 | Hex Nipple,1/2",SS-304,Parthgenix Technologies,,100° C,Male-BSP | Piping and Fittings | Hex Nipple | Nos | 7412 | 18.00 | 0.00 | Yes | Yes | No |  | finished_good |  | Buy external | No |  |  |  | Yes | Yes | Yes
AT • ABSSTEM Technologies LLP | PF737 | Hex Nipple,3/4",SS-304,Parthgenix Technologies,,100° C,Male-BSP | Piping and Fittings | Hex Nipple | Nos | 7412 | 18.00 | 0.00 | Yes | Yes | No |  | finished_good |  | Buy external | No |  |  |  | Yes | Yes | Yes
AT • ABSSTEM Technologies LLP | PF738 | Hex Nipple,1",SS-304,Parthgenix Technologies,,100° C,Male-BSP | Piping and Fittings | Hex Nipple | Nos | 7412 | 18.00 | 0.00 | Yes | Yes | No |  | finished_good |  | Buy external | No |  |  |  | Yes | Yes | Yes
AT • ABSSTEM Technologies LLP | PF739 | Bolt,O-Type,16 X 25 mm,MS,, | Piping and Fittings | Bolt | Nos | 7318 | 18.00 | 0.00 | Yes | Yes | No |  | finished_good |  | Buy external | No |  |  |  | Yes | Yes | Yes
AT • ABSSTEM Technologies LLP | PF74 | Equal Elbow,3/4",MS,VS,0-10 Barg,100° C,Female-NPT | Piping and Fittings | Equal Elbow | Nos | 848790 | 18.00 | 0.00 | Yes | Yes | No |  | finished_good |  | Buy external | No |  |  |  | Yes | Yes | Yes
AT • ABSSTEM Technologies LLP | PF740 | Pipe,Square-50 X 50 mm,2 mm,MS,ERW,,, | Piping and Fittings | Pipe | Nos | 730690 | 18.00 | 0.00 | Yes | Yes | No |  | finished_good |  | Buy external | No |  |  |  | Yes | Yes | Yes
AT • ABSSTEM Technologies LLP | PF741 | Bush Reducer,2.5" X 1.5",SS-304,ACP,,100° C,NPT | Piping and Fittings | Bush Reducer | Nos | 7412 | 18.00 | 0.00 | Yes | Yes | No |  | finished_good |  | Buy external | No |  |  |  | Yes | Yes | Yes
AT • ABSSTEM Technologies LLP | PF742 | Gasket,Steel Wire-Infused,,4 mm,Reinforced, | Piping and Fittings | Gasket | MTR | 68129990 | 18.00 | 0.00 | Yes | Yes | No |  | finished_good |  | Buy external | No |  |  |  | Yes | Yes | Yes
AT • ABSSTEM Technologies LLP | PF743 | X-Nipple,2",SS | Piping and Fittings | X-Nipple | Nos | 7307 | 18.00 | 0.00 | Yes | Yes | No |  | finished_good |  | Buy external | No |  |  |  | Yes | Yes | Yes
AT • ABSSTEM Technologies LLP | PF744 | Equal Elbow,1",,,High Pressure,100° C,Female-PT | Piping and Fittings | Equal Elbow | Nos | 7412 | 18.00 | 0.00 | Yes | Yes | No |  | finished_good |  | Buy external | No |  |  |  | Yes | Yes | Yes
AT • ABSSTEM Technologies LLP | PF745 | Equal Elbow,1/4",,,High Pressure,100° C,Female-PT | Piping and Fittings | Equal Elbow | Nos | 7412 | 18.00 | 0.00 | Yes | Yes | No |  | finished_good |  | Buy external | No |  |  |  | Yes | Yes | Yes
AT • ABSSTEM Technologies LLP | PF746 | Hex Nipple,1",,,High Pressure,100° C,Male-PT | Piping and Fittings | Hex Nipple | Nos | 7412 | 18.00 | 0.00 | Yes | Yes | No |  | finished_good |  | Buy external | No |  |  |  | Yes | Yes | Yes
AT • ABSSTEM Technologies LLP | PF747 | Hex Nipple,1/4",,,High Pressure,100° C,Male-PT | Piping and Fittings | Hex Nipple | Nos | 7412 | 18.00 | 0.00 | Yes | Yes | No |  | finished_good |  | Buy external | No |  |  |  | Yes | Yes | Yes
AT • ABSSTEM Technologies LLP | PF748 | Equal Tee,1/4",,,High Pressure,100° C,Male-PT | Piping and Fittings | Equal Tee | Nos | 7412 | 18.00 | 0.00 | Yes | Yes | No |  | finished_good |  | Buy external | No |  |  |  | Yes | Yes | Yes
AT • ABSSTEM Technologies LLP | PF749 | Pipe,3" - OD88.9,WT-5.49 mm,MS,ERW,,0-20 Barg,(-45°C to 400°C) | Piping and Fittings | Pipe | Nos | 730690 | 18.00 | 0.00 | Yes | Yes | No |  | finished_good |  | Buy external | No |  |  |  | Yes | Yes | Yes
AT • ABSSTEM Technologies LLP | PF75 | Equal Elbow,1",MS,VS,0-10 Barg,100° C,Female-NPT | Piping and Fittings | Equal Elbow | Nos | 848790 | 18.00 | 0.00 | Yes | Yes | No |  | finished_good |  | Buy external | No |  |  |  | Yes | Yes | Yes
AT • ABSSTEM Technologies LLP | PF750 | Pipe Reducer,3" X 2",MS,Forged,,100° C, | Piping and Fittings | Pipe Reducer | Nos | 7412 | 18.00 | 0.00 | Yes | Yes | No |  | finished_good |  | Buy external | No |  |  |  | Yes | Yes | Yes
AT • ABSSTEM Technologies LLP | PF751 | Equal Elbow,1/2",SS,,High Pressure,100° C,Female-PT | Piping and Fittings | Equal Elbow | Nos | 7412 | 18.00 | 0.00 | Yes | Yes | No |  | finished_good |  | Buy external | No |  |  |  | Yes | Yes | Yes
AT • ABSSTEM Technologies LLP | PF752 | Equal Tee,1",,,High Pressure,100° C,Female-PT | Piping and Fittings | Equal Tee | Nos | 7412 | 18.00 | 0.00 | Yes | Yes | No |  | finished_good |  | Buy external | No |  |  |  | Yes | Yes | Yes
AT • ABSSTEM Technologies LLP | PF753 | Bush Reducer,3" X 2",,,High Pressure,100° C,NPT | Piping and Fittings | Bush Reducer | Nos | 7412 | 18.00 | 0.00 | Yes | Yes | No |  | finished_good |  | Buy external | No |  |  |  | Yes | Yes | Yes
AT • ABSSTEM Technologies LLP | PF754 | Bush Reducer,2" X 2.5",SS-304,Shree Prayag,High Pressure,100° C,NPT | Piping and Fittings | Bush Reducer | Nos | 7412 | 18.00 | 0.00 | Yes | Yes | No |  | finished_good |  | Buy external | No |  |  |  | Yes | Yes | Yes
AT • ABSSTEM Technologies LLP | PF755 | Hose,1.5",Crimped,Synthetic Rubber,Parker-High Pressure,Female-PT,0-150 Barg,(-35°C to 100°C) | Piping and Fittings | Hose | Nos | 391739 | 18.00 | 0.00 | Yes | Yes | No |  | finished_good |  | Buy external | No |  |  |  | Yes | Yes | Yes
AT • ABSSTEM Technologies LLP | PF756 | Hose,1",Crimped,Synthetic Rubber,Parker-R2,Female-PT,0-150 Barg,(-35°C to 100°C) | Piping and Fittings | Hose | Nos | 391739 | 18.00 | 0.00 | Yes | Yes | No |  | finished_good |  | Buy external | No |  |  |  | Yes | Yes | Yes
AT • ABSSTEM Technologies LLP | PF757 | Bush Reducer,3" X 1.5",MS,,High Pressure,100° C,BSP | Piping and Fittings | Bush Reducer | Nos | 7412 | 18.00 | 0.00 | Yes | Yes | No |  | finished_good |  | Buy external | No |  |  |  | Yes | Yes | Yes
AT • ABSSTEM Technologies LLP | PF758 | Hex Nipple,1/2",SS-304,Anjana Steel,0-10 Barg,100° C,Male-NPT | Piping and Fittings | Hex Nipple | Nos | 7307 | 18.00 | 0.00 | Yes | Yes | No |  | finished_good |  | Buy external | No |  |  |  | Yes | Yes | Yes
AT • ABSSTEM Technologies LLP | PF759 | Hex Nipple,1",SS-304,Anjana Steel,0-10 Barg,100° C,Male-NPT | Piping and Fittings | Hex Nipple | Nos | 7307 | 18.00 | 0.00 | Yes | Yes | No |  | finished_good |  | Buy external | No |  |  |  | Yes | Yes | Yes
AT • ABSSTEM Technologies LLP | PF76 | Equal Elbow,1.25",MS,VS,0-10 Barg,100° C,Female-NPT | Piping and Fittings | Equal Elbow | Nos | 848790 | 18.00 | 0.00 | Yes | Yes | No |  | finished_good |  | Buy external | No |  |  |  | Yes | Yes | Yes
AT • ABSSTEM Technologies LLP | PF760 | Equal Tee,1",SS-304,Anjana Steel,0-10 Barg,100° C,Female-NPT | Piping and Fittings | Equal Tee | Nos | 7412 | 18.00 | 0.00 | Yes | Yes | No |  | finished_good |  | Buy external | No |  |  |  | Yes | Yes | Yes
AT • ABSSTEM Technologies LLP | PF761 | Equal Elbow,1.5",SS-304,Anjana Steel,0-10 Barg,100° C,Female-NPT | Piping and Fittings | Equal Tee | Nos | 7412 | 18.00 | 0.00 | Yes | Yes | No |  | finished_good |  | Buy external | No |  |  |  | Yes | Yes | Yes
AT • ABSSTEM Technologies LLP | PF762 | Equal Elbow,2",SS-304,Anjana Steel,0-10 Barg,100° C,Female-NPT | Piping and Fittings | Equal Elbow | Nos | 7412 | 18.00 | 0.00 | Yes | Yes | No |  | finished_good |  | Buy external | No |  |  |  | Yes | Yes | Yes
AT • ABSSTEM Technologies LLP | PF763 | Bush Reducer,2.5" X 1.5",SS-304,Anjana Steel,0-10 Barg,100° C,NPT | Piping and Fittings | Bush Reducer | Nos | 7412 | 18.00 | 0.00 | Yes | Yes | No |  | finished_good |  | Buy external | No |  |  |  | Yes | Yes | Yes
AT • ABSSTEM Technologies LLP | PF764 | Bush Reducer,1.5" X 1/2",SS-304,Anjana Steel,0-10 Barg,100° C,NPT | Piping and Fittings | Bush Reducer | Nos | 7412 | 18.00 | 0.00 | Yes | Yes | No |  | finished_good |  | Buy external | No |  |  |  | Yes | Yes | Yes
AT • ABSSTEM Technologies LLP | PF765 | Bush Reducer,1" X 1/2",SS-304,Anjana Steel,0-10 Barg,100° C,NPT | Piping and Fittings | Bush Reducer | Nos | 7412 | 18.00 | 0.00 | Yes | Yes | No |  | finished_good |  | Buy external | No |  |  |  | Yes | Yes | Yes
AT • ABSSTEM Technologies LLP | PF766 | Bush Reducer,1/2" X 1/4",SS-304,Anjana Steel,0-10 Barg,100° C,NPT | Piping and Fittings | Bush Reducer | Nos | 7412 | 18.00 | 0.00 | Yes | Yes | No |  | finished_good |  | Buy external | No |  |  |  | Yes | Yes | Yes
AT • ABSSTEM Technologies LLP | PF767 | Three Piece Union,2",SS-304,Anjana steel,0-10 Bar,100° C,Female-NPT,Teflon Ring | Piping and Fittings | Three Piece Union | Nos | 7412 | 18.00 | 0.00 | Yes | Yes | No |  | finished_good |  | Buy external | No |  |  |  | Yes | Yes | Yes
AT • ABSSTEM Technologies LLP | PF768 | Equal Elbow,1",GI,Parthgenix Technologies,High Pressure,100° C,Male-PT | Piping and Fittings | Equal Elbow | Nos | 7412 | 18.00 | 0.00 | Yes | Yes | No |  | finished_good |  | Buy external | No |  |  |  | Yes | Yes | Yes
AT • ABSSTEM Technologies LLP | PF769 | Sealing Ring,O-Type,1",Metal+Rubber,Bonded, | Piping and Fittings | Sealing Ring | Nos | 4016 | 18.00 | 0.00 | Yes | Yes | No |  | finished_good |  | Buy external | No |  |  |  | Yes | Yes | Yes
AT • ABSSTEM Technologies LLP | PF77 | Equal Elbow,1.5",MS,VS,0-10 Barg,100° C,Female-NPT | Piping and Fittings | Equal Elbow | Nos | 848790 | 18.00 | 0.00 | Yes | Yes | No |  | finished_good |  | Buy external | No |  |  |  | Yes | Yes | Yes
AT • ABSSTEM Technologies LLP | PF770 | PU Fitting,Tube,10 mm,Polyurethane,Legris,Blue,0-8 Barg.,(-20°C to 60°C) | Piping and Fittings | PU Fitting | Nos | 391721 | 18.00 | 0.00 | Yes | Yes | No |  | finished_good |  | Buy external | No |  |  |  | Yes | Yes | Yes
AT • ABSSTEM Technologies LLP | PF771 | Hex Reducer,1.5" X 3/4",,Parthgenix Technologies,High Pressure,100° C,Male-BSP | Piping and Fittings | Hex Reducer | Nos | 7412 | 18.00 | 0.00 | Yes | Yes | No |  | finished_good |  | Buy external | No |  |  |  | Yes | Yes | Yes
AT • ABSSTEM Technologies LLP | PF772 | Pipe,4",SCH 10,MS,ERW,,0-20 Barg,(-45°C to 400°C) | Piping and Fittings | Pipe | Nos | 730690 | 18.00 | 0.00 | Yes | Yes | No |  | finished_good |  | Buy external | No |  |  |  | Yes | Yes | Yes
AT • ABSSTEM Technologies LLP | PF773 | Equal Elbow,4",MS,Forged,0-10 Barg,100° C,Pipe Weding | Piping and Fittings | Equal Elbow | Nos | 848790 | 18.00 | 0.00 | Yes | Yes | No |  | finished_good |  | Buy external | No |  |  |  | Yes | Yes | Yes
AT • ABSSTEM Technologies LLP | PF774 | Equal Tee,4",MS,Forged,0-10 Barg.,100° C,Pipe Welding | Piping and Fittings | Equal Tee | Nos | 7412 | 18.00 | 0.00 | Yes | Yes | No |  | finished_good |  | Buy external | No |  |  |  | Yes | Yes | Yes
AT • ABSSTEM Technologies LLP | PF775 | Hex Reducer,1.5" X 3/4",,Parthgenix Technologies,High Pressure,100° C,Male-BSP | Piping and Fittings | Hex Reducer | Nos | 7412 | 18.00 | 0.00 | Yes | Yes | No |  | finished_good |  | Buy external | No |  |  |  | Yes | Yes | Yes
AT • ABSSTEM Technologies LLP | PF776 | Pipe,1/2",SCH 10,MS,ERW,,0-20 Barg,(-45°C to 400°C) | Piping and Fittings | Pipe | Nos | 730690 | 18.00 | 0.00 | Yes | Yes | No |  | finished_good |  | Buy external | No |  |  |  | Yes | Yes | Yes
AT • ABSSTEM Technologies LLP | PF777 | Gasket,Non-Metallic,4",3 mm,Compressed Asbestos Fibre,Inner Bolt Circle | Piping and Fittings | Gasket | Nos | 68129990 | 18.00 | 0.00 | Yes | Yes | No |  | finished_good |  | Buy external | No |  |  |  | Yes | Yes | Yes
AT • ABSSTEM Technologies LLP | PF778 | Washer,16 mm,Plain,MS, | Piping and Fittings | Washer | Nos | 7318 | 18.00 | 0.00 | Yes | Yes | No |  | finished_good |  | Buy external | No |  |  |  | Yes | Yes | Yes
AT • ABSSTEM Technologies LLP | PF779 | Bolt,Hex,14 X 50 mm,MS,Metric Thread, | Piping and Fittings | Bolt | Nos | 7318 | 18.00 | 0.00 | Yes | Yes | No |  | finished_good |  | Buy external | No |  |  |  | Yes | Yes | Yes
AT • ABSSTEM Technologies LLP | PF78 | Equal Elbow,2",MS,VS,0-10 Barg,100° C,Female-NPT | Piping and Fittings | Equal Elbow | Nos | 848790 | 18.00 | 0.00 | Yes | Yes | No |  | finished_good |  | Buy external | No |  |  |  | Yes | Yes | Yes
AT • ABSSTEM Technologies LLP | PF780 | Push and Press,Elbow ,90o FF Ø 28 SR,SS-304,inoxPRES Uniko-181028900CUNW | Piping and Fittings | Push and Press | Nos | 7307 | 18.00 | 0.00 | Yes | Yes | No |  | finished_good |  | Buy external | No |  |  |  | Yes | Yes | Yes
AT • ABSSTEM Technologies LLP | PF781 | Push and Press,Tee,F 1" X Ø 28,SS-304,inoxPRES Uniko-189100028UNW | Piping and Fittings | Push and Press | Nos | 7307 | 18.00 | 0.00 | Yes | Yes | No |  | finished_good |  | Buy external | No |  |  |  | Yes | Yes | Yes
AT • ABSSTEM Technologies LLP | PF782 | Push and Press,Equal Tee,Ø 28,SS-304,inoxPRES Uniko-182028000UNW | Piping and Fittings | Push and Press | Nos | 7307 | 18.00 | 0.00 | Yes | Yes | No |  | finished_good |  | Buy external | No |  |  |  | Yes | Yes | Yes
AT • ABSSTEM Technologies LLP | PF783 | Push and Press,Union Male,1" X Ø 28 S/B,SS-304,inoxPRES Uniko-184028002UNW | Piping and Fittings | Push and Press | Nos | 7307 | 18.00 | 0.00 | Yes | Yes | No |  | finished_good |  | Buy external | No |  |  |  | Yes | Yes | Yes
AT • ABSSTEM Technologies LLP | PF784 | Push and Press,Elbow,90° MF 1" X Ø 28,SS-304,inoxPRES Uniko-186100028CUNW | Piping and Fittings | Push and Press | Nos | 7307 | 18.00 | 0.00 | Yes | Yes | No |  | finished_good |  | Buy external | No |  |  |  | Yes | Yes | Yes
AT • ABSSTEM Technologies LLP | PF785 | Push and Press,Adap. Female,1" X Ø 28,SS-304,inoxPRES Uniko-190100028UNW | Piping and Fittings | Push and Press | Nos | 7307 | 18.00 | 0.00 | Yes | Yes | No |  | finished_good |  | Buy external | No |  |  |  | Yes | Yes | Yes
AT • ABSSTEM Technologies LLP | PF786 | Push and Press,Flat Faced Union,Ø 28,SS-304,inoxPRES Uniko-184028001UNW | Piping and Fittings | Push and Press | Nos | 7307 | 18.00 | 0.00 | Yes | Yes | No |  | finished_good |  | Buy external | No |  |  |  | Yes | Yes | Yes
AT • ABSSTEM Technologies LLP | PF787 | Push and Press,Tee,F 1/2" X Ø 28,SS-304,inoxPRES Uniko-189102028UNW | Piping and Fittings | Push and Press | Nos | 7307 | 18.00 | 0.00 | Yes | Yes | No |  | finished_good |  | Buy external | No |  |  |  | Yes | Yes | Yes
AT • ABSSTEM Technologies LLP | PF788 | Push and Press,Adap. Male,1" X Ø 28,SS-304,inoxPRES Uniko-187100028UNW | Piping and Fittings | Push and Press | Nos | 7307 | 18.00 | 0.00 | Yes | Yes | No |  | finished_good |  | Buy external | No |  |  |  | Yes | Yes | Yes
AT • ABSSTEM Technologies LLP | PF789 | Push and Press,Adaptor Flange,Ø 28 PN16,SS-304,inoxPRES Uniko-193028000UNW | Piping and Fittings | Push and Press | Nos | 7307 | 18.00 | 0.00 | Yes | Yes | No |  | finished_good |  | Buy external | No |  |  |  | Yes | Yes | Yes
AT • ABSSTEM Technologies LLP | PF79 | Equal Elbow,2.5",MS,VS,0-10 Barg,100° C,Female-NPT | Piping and Fittings | Equal Elbow | Nos | 848790 | 18.00 | 0.00 | Yes | Yes | No |  | finished_good |  | Buy external | No |  |  |  | Yes | Yes | Yes
AT • ABSSTEM Technologies LLP | PF790 | Push and Press,Elbow,45° FF Ø 42,SS-304,inoxPRES Uniko-181042450UNW | Piping and Fittings | Push and Press | Nos | 7307 | 18.00 | 0.00 | Yes | Yes | No |  | finished_good |  | Buy external | No |  |  |  | Yes | Yes | Yes
AT • ABSSTEM Technologies LLP | PF791 | Push and Press,Elbow,90° FF Ø 42,SS-304,inoxPRES Uniko-181042900UNW | Piping and Fittings | Push and Press | Nos | 7307 | 18.00 | 0.00 | Yes | Yes | No |  | finished_good |  | Buy external | No |  |  |  | Yes | Yes | Yes
AT • ABSSTEM Technologies LLP | PF792 | Push and Press,Equal Tee,Ø 42,SS-304,inoxPRES Uniko-182042000UNW | Piping and Fittings | Push and Press | Nos | 7307 | 18.00 | 0.00 | Yes | Yes | No |  | finished_good |  | Buy external | No |  |  |  | Yes | Yes | Yes
AT • ABSSTEM Technologies LLP | PF793 | Push and Press,Adap. Male,1"1/2 X Ø 42,SS-304,inoxPRES Uniko-187112042UNW | Piping and Fittings | Push and Press | Nos | 7307 | 18.00 | 0.00 | Yes | Yes | No |  | finished_good |  | Buy external | No |  |  |  | Yes | Yes | Yes
AT • ABSSTEM Technologies LLP | PF794 | Push and Press,Union Male,1"1/2 X Ø 42 S/B,SS-304,inoxPRES Uniko-184042002UNW | Piping and Fittings | Push and Press | Nos | 7307 | 18.00 | 0.00 | Yes | Yes | No |  | finished_good |  | Buy external | No |  |  |  | Yes | Yes | Yes
AT • ABSSTEM Technologies LLP | PF795 | Push and Press,Adap. Female,1"1/2 X Ø 42,SS-304,inoxPRES Uniko-190112042UNW | Piping and Fittings | Push and Press | Nos | 7307 | 18.00 | 0.00 | Yes | Yes | No |  | finished_good |  | Buy external | No |  |  |  | Yes | Yes | Yes
AT • ABSSTEM Technologies LLP | PF796 | Push and Press,Pipe,Ø 28x1.2 N/anne (M),SS-304,inoxPRES Pipe-114028200 | Piping and Fittings | Push and Press | MTR | 7307 | 18.00 | 0.00 | Yes | Yes | No |  | finished_good |  | Buy external | No |  |  |  | Yes | Yes | Yes
AT • ABSSTEM Technologies LLP | PF797 | Push and Press,Pipe,Ø 42x1.5 N/anne (M),SS-304,inoxPRES Pipe-114042200 | Piping and Fittings | Push and Press | MTR | 7307 | 18.00 | 0.00 | Yes | Yes | No |  | finished_good |  | Buy external | No |  |  |  | Yes | Yes | Yes
AT • ABSSTEM Technologies LLP | PF798 | Push and Press,Clamp,With Rubber-1.5",SS-304,inoxPRES Uniko | Piping and Fittings | Push and Press | Nos | 7307 | 18.00 | 0.00 | Yes | Yes | No |  | finished_good |  | Buy external | No |  |  |  | Yes | Yes | Yes
AT • ABSSTEM Technologies LLP | PF799 | Push and Press,Clamp,With Rubber-1",SS-304,inoxPRES Uniko | Piping and Fittings | Push and Press | Nos | 7307 | 18.00 | 0.00 | Yes | Yes | No |  | finished_good |  | Buy external | No |  |  |  | Yes | Yes | Yes
AT • ABSSTEM Technologies LLP | PF8 | Hex Nipple,2",Brass,PBI,0-10 Barg,100° C,Male-PT | Piping and Fittings | Hex Nipple | Nos | 7307 | 18.00 | 0.00 | Yes | Yes | No |  | finished_good |  | Buy external | No |  |  |  | Yes | Yes | Yes
AT • ABSSTEM Technologies LLP | PF80 | Equal Elbow,3",MS,VS,0-10 Barg,100° C,Female-NPT | Piping and Fittings | Equal Elbow | Nos | 848790 | 18.00 | 0.00 | Yes | Yes | No |  | finished_good |  | Buy external | No |  |  |  | Yes | Yes | Yes
AT • ABSSTEM Technologies LLP | PF800 | Three Piece Union,1",GI,Unic,0-10 Bar,100° C,Female-NPT,Ring | Piping and Fittings | Three Piece Union | Nos | 7412 | 18.00 | 0.00 | Yes | Yes | No |  | finished_good |  | Buy external | No |  |  |  | Yes | Yes | Yes
AT • ABSSTEM Technologies LLP | PF801 | Nut,Hex,3 mm,HTB,,Metric Thread | Piping and Fittings | Nut | Nos | 7318 | 18.00 | 0.00 | Yes | Yes | No |  | finished_good |  | Buy external | No |  |  |  | Yes | Yes | Yes
AT • ABSSTEM Technologies LLP | PF802 | Bolt,Allen,3 X 20 Mm,HTB,Metric Thread, | Piping and Fittings | Bolt | Nos | 7318 | 18.00 | 0.00 | Yes | Yes | No |  | finished_good |  | Buy external | No |  |  |  | Yes | Yes | Yes
AT • ABSSTEM Technologies LLP | PF803 | Bolt,Allen,4 X 15 mm,HTB,Metric Thread, | Piping and Fittings | Bolt | Nos | 7318 | 18.00 | 0.00 | Yes | Yes | No |  | finished_good |  | Buy external | No |  |  |  | Yes | Yes | Yes
AT • ABSSTEM Technologies LLP | PF804 | Bolt,Allen,10 X 25 mm,HTB,Metric Thread, | Piping and Fittings | Bolt | Nos | 7318 | 18.00 | 0.00 | Yes | Yes | No |  | finished_good |  | Buy external | No |  |  |  | Yes | Yes | Yes
AT • ABSSTEM Technologies LLP | PF805 | Bolt,U,10",GI,Metric Thread, | Piping and Fittings | Bolt | Nos | 7318 | 18.00 | 0.00 | Yes | Yes | No |  | finished_good |  | Buy external | No |  |  |  | Yes | Yes | Yes
AT • ABSSTEM Technologies LLP | PF806 | Bolt,U,12",GI,Metric Thread, | Piping and Fittings | Bolt | Nos | 7318 | 18.00 | 0.00 | Yes | Yes | No |  | finished_good |  | Buy external | No |  |  |  | Yes | Yes | Yes
AT • ABSSTEM Technologies LLP | PF807 | Hex Reducer,1.25" X 3/4",Brass,PBI,0-10 Barg,100° C,Male-NPT | Piping and Fittings | Hex Reducer | Nos | 7412 | 18.00 | 0.00 | Yes | Yes | No |  | finished_good |  | Buy external | No |  |  |  | Yes | Yes | Yes
AT • ABSSTEM Technologies LLP | PF808 | Hex Reducer,1.5" X 1.25",Brass,PBI,0-10 Barg,100° C,Male-NPT | Piping and Fittings | Hex Reducer | Nos | 7412 | 18.00 | 0.00 | Yes | Yes | No |  | finished_good |  | Buy external | No |  |  |  | Yes | Yes | Yes
AT • ABSSTEM Technologies LLP | PF809 | Hex Reducer,1.25" X 1",Brass,PBI,0-10 Barg,100° C,Male-NPT | Piping and Fittings | Hex Reducer | Nos | 7412 | 18.00 | 0.00 | Yes | Yes | No |  | finished_good |  | Buy external | No |  |  |  | Yes | Yes | Yes
AT • ABSSTEM Technologies LLP | PF81 | Equal Elbow,1/4",SS-304,Atam,0-10 Barg,100° C,Female-NPT | Piping and Fittings | Equal Elbow | Nos | 848790 | 18.00 | 0.00 | Yes | Yes | No |  | finished_good |  | Buy external | No |  |  |  | Yes | Yes | Yes
AT • ABSSTEM Technologies LLP | PF810 | Hex Reducer,1/4" X 1/8",Brass,PBI,0-10 Barg,100° C,Male-NPT | Piping and Fittings | Hex Reducer | Nos | 7412 | 18.00 | 0.00 | Yes | Yes | No |  | finished_good |  | Buy external | No |  |  |  | Yes | Yes | Yes
AT • ABSSTEM Technologies LLP | PF811 | PU Fitting,Male Connector,1/8" X 4 mm,Polyurethane,,0-10 Barg.,(-10°C to 60°C) | Piping and Fittings | PU Fitting | Nos | 391721 | 18.00 | 0.00 | Yes | Yes | No |  | finished_good |  | Buy external | No |  |  |  | Yes | Yes | Yes
AT • ABSSTEM Technologies LLP | PF812 | Nut,Self-Clinching,OD-8.83/In-Thread 6 mm,MS,SE&H,Metric Thread | Piping and Fittings | Nut | Nos | 7318 | 18.00 | 0.00 | Yes | Yes | No |  | finished_good |  | Buy external | No |  |  |  | Yes | Yes | Yes
AT • ABSSTEM Technologies LLP | PF813 | Bolt,Hex,16 X 65 Mm,MS,Metric Thread, | Piping and Fittings | Bolt | Nos | 7318 | 18.00 | 0.00 | Yes | Yes | No |  | finished_good |  | Buy external | No |  |  |  | Yes | Yes | Yes
AT • ABSSTEM Technologies LLP | PF814 | Bush Reducer,1.5" X 1.25",Brass,PBI,0-10 Barg,100° C,Male-PT | Piping and Fittings | Bush Reducer | Nos | 7412 | 18.00 | 0.00 | Yes | Yes | No |  | finished_good |  | Buy external | No |  |  |  | Yes | Yes | Yes
AT • ABSSTEM Technologies LLP | PF815 | Bush Reducer,1.25" X 3/4",Brass,PBI,0-10 Barg,100° C,Male-PT | Piping and Fittings | Bush Reducer | Nos | 7412 | 18.00 | 0.00 | Yes | Yes | No |  | finished_good |  | Buy external | No |  |  |  | Yes | Yes | Yes
AT • ABSSTEM Technologies LLP | PF816 | Pipe Reducer,1.5" X 1",MS,Forged,,100° C, | Piping and Fittings | Pipe Reducer | Nos | 7412 | 18.00 | 0.00 | Yes | Yes | No |  | finished_good |  | Buy external | No |  |  |  | Yes | Yes | Yes
AT • ABSSTEM Technologies LLP | PF817 | Pipe,1",SCH 10,SS-304,ERW,,0-20 Barg,(-45°C to 400°C) | Piping and Fittings | Pipe | Nos | 730690 | 18.00 | 0.00 | Yes | Yes | No |  | finished_good |  | Buy external | No |  |  |  | Yes | Yes | Yes
AT • ABSSTEM Technologies LLP | PF818 | Pipe,1.5",SCH 10,SS-304,ERW,,0-20 Barg,(-45°C to 400°C) | Piping and Fittings | Pipe | Nos | 730690 | 18.00 | 0.00 | Yes | Yes | No |  | finished_good |  | Buy external | No |  |  |  | Yes | Yes | Yes
AT • ABSSTEM Technologies LLP | PF819 | Pipe,2",SCH 10,SS-304,ERW,,0-20 Barg,(-45°C to 400°C) | Piping and Fittings | Pipe | Nos | 730690 | 18.00 | 0.00 | Yes | Yes | No |  | finished_good |  | Buy external | No |  |  |  | Yes | Yes | Yes
AT • ABSSTEM Technologies LLP | PF82 | Equal Elbow,1/8",SS-304,Atam,0-10 Barg,100° C,Female-NPT | Piping and Fittings | Equal Elbow | Nos | 848790 | 18.00 | 0.00 | Yes | Yes | No |  | finished_good |  | Buy external | No |  |  |  | Yes | Yes | Yes
AT • ABSSTEM Technologies LLP | PF820 | Pipe,3",SCH 10,SS-304,ERW,,0-20 Barg,(-45°C to 400°C) | Piping and Fittings | Pipe | Nos | 730690 | 18.00 | 0.00 | Yes | Yes | No |  | finished_good |  | Buy external | No |  |  |  | Yes | Yes | Yes
AT • ABSSTEM Technologies LLP | PF821 | Pipe,1",SCH 40,SS-304,ERW,,0-20 Barg,(-45°C to 400°C) | Piping and Fittings | Pipe | Nos | 730690 | 18.00 | 0.00 | Yes | Yes | No |  | finished_good |  | Buy external | No |  |  |  | Yes | Yes | Yes
AT • ABSSTEM Technologies LLP | PF822 | Pipe,1.5",SCH 40,SS-304,ERW,,0-20 Barg,(-45°C to 400°C) | Piping and Fittings | Pipe | Nos | 730690 | 18.00 | 0.00 | Yes | Yes | No |  | finished_good |  | Buy external | No |  |  |  | Yes | Yes | Yes
AT • ABSSTEM Technologies LLP | PF823 | Pipe,2",SCH 40,SS-304,ERW,,0-20 Barg,(-45°C to 400°C) | Piping and Fittings | Pipe | Nos | 730690 | 18.00 | 0.00 | Yes | Yes | No |  | finished_good |  | Buy external | No |  |  |  | Yes | Yes | Yes
AT • ABSSTEM Technologies LLP | PF824 | Pipe,3",SCH 40,SS-304,ERW,,0-20 Barg,(-45°C to 400°C) | Piping and Fittings | Pipe | Nos | 730690 | 18.00 | 0.00 | Yes | Yes | No |  | finished_good |  | Buy external | No |  |  |  | Yes | Yes | Yes
AT • ABSSTEM Technologies LLP | PF825 | Bolt,Hex,14 X 60 mm,SS,Metric Thread, | Piping and Fittings | Bolt | Nos | 7318 | 18.00 | 0.00 | Yes | Yes | No |  | finished_good |  | Buy external | No |  |  |  | Yes | Yes | Yes
AT • ABSSTEM Technologies LLP | PF826 | Nut,Hex,14 mm,SS-304,,Metric Thread | Piping and Fittings | Nut | Nos | 7318 | 18.00 | 0.00 | Yes | Yes | No |  | finished_good |  | Buy external | No |  |  |  | Yes | Yes | Yes
AT • ABSSTEM Technologies LLP | PF827 | Bolt,Fatener,20 X 150 mm,GI,Metric Thread, | Piping and Fittings | Bolt | Nos | 7318 | 18.00 | 0.00 | Yes | Yes | No |  | finished_good |  | Buy external | No |  |  |  | Yes | Yes | Yes
AT • ABSSTEM Technologies LLP | PF828 | Push and Press,Branch Female Tee,42 mm X 1.5",SS-304,Insta Pressfit | Piping and Fittings | Push and Press | Nos | 7307 | 18.00 | 0.00 | Yes | Yes | No |  | finished_good |  | Buy external | No |  |  |  | Yes | Yes | Yes
AT • ABSSTEM Technologies LLP | PF829 | Push and Press,Branch Female Tee,42 mm X 1/2",SS-304,Insta Pressfit | Piping and Fittings | Push and Press | Nos | 7307 | 18.00 | 0.00 | Yes | Yes | No |  | finished_good |  | Buy external | No |  |  |  | Yes | Yes | Yes
AT • ABSSTEM Technologies LLP | PF83 | Equal Elbow,3/8",SS-304,Atam,0-10 Barg,100° C,Female-NPT | Piping and Fittings | Equal Elbow | Nos | 848790 | 18.00 | 0.00 | Yes | Yes | No |  | finished_good |  | Buy external | No |  |  |  | Yes | Yes | Yes
AT • ABSSTEM Technologies LLP | PF830 | Push and Press,Branch Female Tee,54 mm X 1/2",SS-304,Insta Pressfit | Piping and Fittings | Push and Press | Nos | 7307 | 18.00 | 0.00 | Yes | Yes | No |  | finished_good |  | Buy external | No |  |  |  | Yes | Yes | Yes
AT • ABSSTEM Technologies LLP | PF831 | Push and Press,Branch Male Tee,42 mm X 1.5",SS-304,Insta Pressfit | Piping and Fittings | Push and Press | Nos | 7307 | 18.00 | 0.00 | Yes | Yes | No |  | finished_good |  | Buy external | No |  |  |  | Yes | Yes | Yes
AT • ABSSTEM Technologies LLP | PF832 | Push and Press,Branch Male Tee,54 mm X 2",SS-304,Insta Pressfit | Piping and Fittings | Push and Press | Nos | 7307 | 18.00 | 0.00 | Yes | Yes | No |  | finished_good |  | Buy external | No |  |  |  | Yes | Yes | Yes
AT • ABSSTEM Technologies LLP | PF833 | Push and Press,Branch Male Tee,42 mm X 1/2",SS-304,Insta Pressfit | Piping and Fittings | Push and Press | Nos | 7307 | 18.00 | 0.00 | Yes | Yes | No |  | finished_good |  | Buy external | No |  |  |  | Yes | Yes | Yes
AT • ABSSTEM Technologies LLP | PF834 | Push and Press,Branch Male Tee,42 mm X 1",SS-304,Insta Pressfit | Piping and Fittings | Push and Press | Nos | 7307 | 18.00 | 0.00 | Yes | Yes | No |  | finished_good |  | Buy external | No |  |  |  | Yes | Yes | Yes
AT • ABSSTEM Technologies LLP | PF835 | Push and Press,Branch Male Tee,54 mm X 1/2",SS-304,Insta Pressfit | Piping and Fittings | Push and Press | Nos | 7307 | 18.00 | 0.00 | Yes | Yes | No |  | finished_good |  | Buy external | No |  |  |  | Yes | Yes | Yes
AT • ABSSTEM Technologies LLP | PF836 | Push and Press,90 D Elbow,42 mm,SS-304,Insta Pressfit | Piping and Fittings | Push and Press | Nos | 7307 | 18.00 | 0.00 | Yes | Yes | No |  | finished_good |  | Buy external | No |  |  |  | Yes | Yes | Yes
AT • ABSSTEM Technologies LLP | PF837 | Push and Press,90 D Elbow,54 mm,SS-304,Insta Pressfit | Piping and Fittings | Push and Press | Nos | 7307 | 18.00 | 0.00 | Yes | Yes | No |  | finished_good |  | Buy external | No |  |  |  | Yes | Yes | Yes
AT • ABSSTEM Technologies LLP | PF838 | Push and Press,Tee,42 mm,SS-304,Insta Pressfit | Piping and Fittings | Push and Press | Nos | 7307 | 18.00 | 0.00 | Yes | Yes | No |  | finished_good |  | Buy external | No |  |  |  | Yes | Yes | Yes
AT • ABSSTEM Technologies LLP | PF839 | Push and Press,Tee,54 mm,SS-304,Insta Pressfit | Piping and Fittings | Push and Press | Nos | 7307 | 18.00 | 0.00 | Yes | Yes | No |  | finished_good |  | Buy external | No |  |  |  | Yes | Yes | Yes
AT • ABSSTEM Technologies LLP | PF84 | Equal Elbow,3/4",SS-304,Atam,0-10 Barg,100° C,Female-NPT | Piping and Fittings | Equal Elbow | Nos | 848790 | 18.00 | 0.00 | Yes | Yes | No |  | finished_good |  | Buy external | No |  |  |  | Yes | Yes | Yes
AT • ABSSTEM Technologies LLP | PF840 | Push and Press,Male Adapter,42 mm X 1.5",SS-304,Insta Pressfit | Piping and Fittings | Push and Press | Nos | 7307 | 18.00 | 0.00 | Yes | Yes | No |  | finished_good |  | Buy external | No |  |  |  | Yes | Yes | Yes
AT • ABSSTEM Technologies LLP | PF841 | Push and Press,Male Adapter,54 mm X 2",SS-304,Insta Pressfit | Piping and Fittings | Push and Press | Nos | 7307 | 18.00 | 0.00 | Yes | Yes | No |  | finished_good |  | Buy external | No |  |  |  | Yes | Yes | Yes
AT • ABSSTEM Technologies LLP | PF842 | Push and Press,Female Adapter,42 mm X 1.5",SS-304,Insta Pressfit | Piping and Fittings | Push and Press | Nos | 7307 | 18.00 | 0.00 | Yes | Yes | No |  | finished_good |  | Buy external | No |  |  |  | Yes | Yes | Yes
AT • ABSSTEM Technologies LLP | PF843 | Push and Press,Union,28 mm,SS-304,Insta Pressfit | Piping and Fittings | Push and Press | Nos | 7307 | 18.00 | 0.00 | Yes | Yes | No |  | finished_good |  | Buy external | No |  |  |  | Yes | Yes | Yes
AT • ABSSTEM Technologies LLP | PF844 | Push and Press,Union,42 mm,SS-304,Insta Pressfit | Piping and Fittings | Push and Press | Nos | 7307 | 18.00 | 0.00 | Yes | Yes | No |  | finished_good |  | Buy external | No |  |  |  | Yes | Yes | Yes
AT • ABSSTEM Technologies LLP | PF845 | Push and Press,Union,54 mm,SS-304,Insta Pressfit | Piping and Fittings | Push and Press | Nos | 7307 | 18.00 | 0.00 | Yes | Yes | No |  | finished_good |  | Buy external | No |  |  |  | Yes | Yes | Yes
AT • ABSSTEM Technologies LLP | PF846 | Push and Press,Reducer Socket,42 X 28 mm,SS-304,Insta Pressfit | Piping and Fittings | Push and Press | Nos | 7307 | 18.00 | 0.00 | Yes | Yes | No |  | finished_good |  | Buy external | No |  |  |  | Yes | Yes | Yes
AT • ABSSTEM Technologies LLP | PF847 | Push and Press,Reducer Socket,54 X 42 mm,SS-304,Insta Pressfit | Piping and Fittings | Push and Press | Nos | 7307 | 18.00 | 0.00 | Yes | Yes | No |  | finished_good |  | Buy external | No |  |  |  | Yes | Yes | Yes
AT • ABSSTEM Technologies LLP | PF848 | Push and Press,90 D Male Elbow,42 mm X 1.5",SS-304,Insta Pressfit | Piping and Fittings | Push and Press | Nos | 7307 | 18.00 | 0.00 | Yes | Yes | No |  | finished_good |  | Buy external | No |  |  |  | Yes | Yes | Yes
AT • ABSSTEM Technologies LLP | PF849 | Pipe,1",1 mm,SS-304,ERW,Insta Pressfit,, | Piping and Fittings | Pipe | Nos | 730690 | 18.00 | 0.00 | Yes | Yes | No |  | finished_good |  | Buy external | No |  |  |  | Yes | Yes | Yes
AT • ABSSTEM Technologies LLP | PF85 | Equal Elbow,1",SS-304,Atam,0-10 Barg,100° C,Female-NPT | Piping and Fittings | Equal Elbow | Nos | 848790 | 18.00 | 0.00 | Yes | Yes | No |  | finished_good |  | Buy external | No |  |  |  | Yes | Yes | Yes
AT • ABSSTEM Technologies LLP | PF850 | Pipe,1.5",1.2 mm,SS-304,ERW,Insta Pressfit,, | Piping and Fittings | Pipe | Nos | 730690 | 18.00 | 0.00 | Yes | Yes | No |  | finished_good |  | Buy external | No |  |  |  | Yes | Yes | Yes
AT • ABSSTEM Technologies LLP | PF851 | Pipe,2",1.2 mm,SS-304,ERW,Insta Pressfit,, | Piping and Fittings | Pipe | Nos | 730690 | 18.00 | 0.00 | Yes | Yes | No |  | finished_good |  | Buy external | No |  |  |  | Yes | Yes | Yes
AT • ABSSTEM Technologies LLP | PF852 | Flange,Raised Face,2",MS,300 #,,0-25 Barg.,150° C | Piping and Fittings | Flange | Nos | 730722 | 18.00 | 0.00 | Yes | Yes | No |  | finished_good |  | Buy external | No |  |  |  | Yes | Yes | Yes
AT • ABSSTEM Technologies LLP | PF853 | Pipe Nipple,1",MS,,0-25 Barg,150° C,Male-NPT | Piping and Fittings | Pipe Nipple | Nos | 7307 | 18.00 | 0.00 | Yes | Yes | No |  | finished_good |  | Buy external | No |  |  |  | Yes | Yes | Yes
AT • ABSSTEM Technologies LLP | PF854 | Pipe Reducer,2" X 1",MS,Forged,0-25 Barg,150° C, | Piping and Fittings | Pipe Reducer | Nos | 7412 | 18.00 | 0.00 | Yes | Yes | No |  | finished_good |  | Buy external | No |  |  |  | Yes | Yes | Yes
AT • ABSSTEM Technologies LLP | PF855 | Socket,3/8",SS,,0-40 Barg,100° C,Female-BSP | Piping and Fittings | Socket | Nos | 73072200 | 18.00 | 0.00 | Yes | Yes | No |  | finished_good |  | Buy external | No |  |  |  | Yes | Yes | Yes
AT • ABSSTEM Technologies LLP | PF856 | Hex Reducer,1" X 3/4",SS,,0 to 40 Barg,100° C,Male-BSP | Piping and Fittings | Hex Reducer | Nos | 7412 | 18.00 | 0.00 | Yes | Yes | No |  | finished_good |  | Buy external | No |  |  |  | Yes | Yes | Yes
AT • ABSSTEM Technologies LLP | PF857 | Pipe Reducer,3" X 1",SS,Forged,,100° C, | Piping and Fittings | Pipe Reducer | Nos | 7307 | 18.00 | 0.00 | Yes | Yes | No |  | finished_good |  | Buy external | No |  |  |  | Yes | Yes | Yes
AT • ABSSTEM Technologies LLP | PF858 | Push and Press,Equal Tee,Ø 42,SS-316,inoxPRES Uniko-182042000U | Piping and Fittings | Push and Press | Nos | 7307 | 18.00 | 0.00 | Yes | Yes | No |  | finished_good |  | Buy external | No |  |  |  | Yes | Yes | Yes
AT • ABSSTEM Technologies LLP | PF859 | Push and Press,Union Male,1"1/2 X Ø 42 S/B,SS-316,inoxPRES Uniko-184042002IU | Piping and Fittings | Push and Press | Nos | 7307 | 18.00 | 0.00 | Yes | Yes | No |  | finished_good |  | Buy external | No |  |  |  | Yes | Yes | Yes
AT • ABSSTEM Technologies LLP | PF86 | Equal Elbow,1.25",SS-304,Atam,0-10 Barg,100° C,Female-NPT | Piping and Fittings | Equal Elbow | Nos | 848790 | 18.00 | 0.00 | Yes | Yes | No |  | finished_good |  | Buy external | No |  |  |  | Yes | Yes | Yes
AT • ABSSTEM Technologies LLP | PF860 | Push and Press,Pipe,Ø 28x1.2 N/anne (M),SS-316,inoxPRES Pipe-116028200 | Piping and Fittings | Push and Press | Nos | 7307 | 18.00 | 0.00 | Yes | Yes | No |  | finished_good |  | Buy external | No |  |  |  | Yes | Yes | Yes
AT • ABSSTEM Technologies LLP | PF861 | Push and Press,Pipe,Ø 42x1.5 N/anne (M),SS-316,inoxPRES Pipe-116042200 | Piping and Fittings | Push and Press | Nos | 7307 | 18.00 | 0.00 | Yes | Yes | No |  | finished_good |  | Buy external | No |  |  |  | Yes | Yes | Yes
AT • ABSSTEM Technologies LLP | PF862 | Pipe,2.5",SCH 10,MS,ERW,,0-20 Barg,(-45°C to 400°C) | Piping and Fittings | Pipe | Nos | 730690 | 18.00 | 0.00 | Yes | Yes | No |  | finished_good |  | Buy external | No |  |  |  | Yes | Yes | Yes
AT • ABSSTEM Technologies LLP | PF863 | Pipe,2.5",SCH 40,MS,ERW,,0-20 Barg,(-45°C to 400°C) | Piping and Fittings | Pipe | Nos | 730690 | 18.00 | 0.00 | Yes | Yes | No |  | finished_good |  | Buy external | No |  |  |  | Yes | Yes | Yes
AT • ABSSTEM Technologies LLP | PF864 | Push and Press,Branch Female Tee,15 mm X 1/2",SS-304,Insta Pressfit | Piping and Fittings | Push and Press | Nos | 7307 | 18.00 | 0.00 | Yes | Yes | No |  | finished_good |  | Buy external | No |  |  |  | Yes | Yes | Yes
AT • ABSSTEM Technologies LLP | PF865 | Push and Press,Branch Female Tee,22 mm X 1/2",SS-304,Insta Pressfit | Piping and Fittings | Push and Press | Nos | 7307 | 18.00 | 0.00 | Yes | Yes | No |  | finished_good |  | Buy external | No |  |  |  | Yes | Yes | Yes
AT • ABSSTEM Technologies LLP | PF866 | Push and Press,Branch Female Tee,28 mm X 1",SS-304,Insta Pressfit | Piping and Fittings | Push and Press | Nos | 7307 | 18.00 | 0.00 | Yes | Yes | No |  | finished_good |  | Buy external | No |  |  |  | Yes | Yes | Yes
AT • ABSSTEM Technologies LLP | PF867 | Push and Press,Branch Female Tee,28 mm X 1/2",SS-304,Insta Pressfit | Piping and Fittings | Push and Press | Nos | 7307 | 18.00 | 0.00 | Yes | Yes | No |  | finished_good |  | Buy external | No |  |  |  | Yes | Yes | Yes
AT • ABSSTEM Technologies LLP | PF868 | Push and Press,Branch Female Tee,22 mm X 3/4",SS-304,Insta Pressfit | Piping and Fittings | Push and Press | Nos | 7307 | 18.00 | 0.00 | Yes | Yes | No |  | finished_good |  | Buy external | No |  |  |  | Yes | Yes | Yes
AT • ABSSTEM Technologies LLP | PF869 | Push and Press,Branch Female Tee,54 mm X 2",SS-304,Insta Pressfit | Piping and Fittings | Push and Press | Nos | 7307 | 18.00 | 0.00 | Yes | Yes | No |  | finished_good |  | Buy external | No |  |  |  | Yes | Yes | Yes
AT • ABSSTEM Technologies LLP | PF87 | Equal Elbow,1.5",SS-304,Atam,0-10 Barg,100° C,Female-NPT | Piping and Fittings | Equal Elbow | Nos | 848790 | 18.00 | 0.00 | Yes | Yes | No |  | finished_good |  | Buy external | No |  |  |  | Yes | Yes | Yes
AT • ABSSTEM Technologies LLP | PF870 | Push and Press,Branch Male Tee,28 mm X 1",SS-304,Insta Pressfit | Piping and Fittings | Push and Press | Nos | 7307 | 18.00 | 0.00 | Yes | Yes | No |  | finished_good |  | Buy external | No |  |  |  | Yes | Yes | Yes
AT • ABSSTEM Technologies LLP | PF871 | Push and Press,Branch Male Tee,28 mm X 1/2",SS-304,Insta Pressfit | Piping and Fittings | Push and Press | Nos | 7307 | 18.00 | 0.00 | Yes | Yes | No |  | finished_good |  | Buy external | No |  |  |  | Yes | Yes | Yes
AT • ABSSTEM Technologies LLP | PF872 | Push and Press,Branch Male Tee,22 mm X 3/4",SS-304,Insta Pressfit | Piping and Fittings | Push and Press | Nos | 7307 | 18.00 | 0.00 | Yes | Yes | No |  | finished_good |  | Buy external | No |  |  |  | Yes | Yes | Yes
AT • ABSSTEM Technologies LLP | PF873 | Push and Press,Branch Male Tee,22 mm X 1/2",SS-304,Insta Pressfit | Piping and Fittings | Push and Press | Nos | 7307 | 18.00 | 0.00 | Yes | Yes | No |  | finished_good |  | Buy external | No |  |  |  | Yes | Yes | Yes
AT • ABSSTEM Technologies LLP | PF874 | Push and Press,Branch Male Tee,15 mm X 1/2",SS-304,Insta Pressfit | Piping and Fittings | Push and Press | Nos | 7307 | 18.00 | 0.00 | Yes | Yes | No |  | finished_good |  | Buy external | No |  |  |  | Yes | Yes | Yes
AT • ABSSTEM Technologies LLP | PF875 | Push and Press,90 D Elbow,15 mm,SS-304,Insta Pressfit | Piping and Fittings | Push and Press | Nos | 7307 | 18.00 | 0.00 | Yes | Yes | No |  | finished_good |  | Buy external | No |  |  |  | Yes | Yes | Yes
AT • ABSSTEM Technologies LLP | PF876 | Push and Press,90 D Elbow,22 mm,SS-304,Insta Pressfit | Piping and Fittings | Push and Press | Nos | 7307 | 18.00 | 0.00 | Yes | Yes | No |  | finished_good |  | Buy external | No |  |  |  | Yes | Yes | Yes
AT • ABSSTEM Technologies LLP | PF877 | Push and Press,90 D Elbow,28 mm,SS-304,Insta Pressfit | Piping and Fittings | Push and Press | Nos | 7307 | 18.00 | 0.00 | Yes | Yes | No |  | finished_good |  | Buy external | No |  |  |  | Yes | Yes | Yes
AT • ABSSTEM Technologies LLP | PF878 | Push and Press,Tee,15 mm,SS-304,Insta Pressfit | Piping and Fittings | Push and Press | Nos | 7307 | 18.00 | 0.00 | Yes | Yes | No |  | finished_good |  | Buy external | No |  |  |  | Yes | Yes | Yes
AT • ABSSTEM Technologies LLP | PF879 | Push and Press,Tee,22 mm,SS-304,Insta Pressfit | Piping and Fittings | Push and Press | Nos | 7307 | 18.00 | 0.00 | Yes | Yes | No |  | finished_good |  | Buy external | No |  |  |  | Yes | Yes | Yes
AT • ABSSTEM Technologies LLP | PF88 | Equal Elbow,2",SS-304,Atam,0-10 Barg,100° C,Female-NPT | Piping and Fittings | Equal Elbow | Nos | 848790 | 18.00 | 0.00 | Yes | Yes | No |  | finished_good |  | Buy external | No |  |  |  | Yes | Yes | Yes
AT • ABSSTEM Technologies LLP | PF880 | Push and Press,Tee,28 mm,SS-304,Insta Pressfit | Piping and Fittings | Push and Press | Nos | 7307 | 18.00 | 0.00 | Yes | Yes | No |  | finished_good |  | Buy external | No |  |  |  | Yes | Yes | Yes
AT • ABSSTEM Technologies LLP | PF881 | Push and Press,Male Adapter,15 mm X 1/2",SS-304,Insta Pressfit | Piping and Fittings | Push and Press | Nos | 7307 | 18.00 | 0.00 | Yes | Yes | No |  | finished_good |  | Buy external | No |  |  |  | Yes | Yes | Yes
AT • ABSSTEM Technologies LLP | PF882 | Push and Press,Male Adapter,22 mm X 3/4",SS-304,Insta Pressfit | Piping and Fittings | Push and Press | Nos | 7307 | 18.00 | 0.00 | Yes | Yes | No |  | finished_good |  | Buy external | No |  |  |  | Yes | Yes | Yes
AT • ABSSTEM Technologies LLP | PF883 | Push and Press,Male Adapter,28 mm X 1",SS-304,Insta Pressfit | Piping and Fittings | Push and Press | Nos | 7307 | 18.00 | 0.00 | Yes | Yes | No |  | finished_good |  | Buy external | No |  |  |  | Yes | Yes | Yes
AT • ABSSTEM Technologies LLP | PF884 | Push and Press,Female Adapter,15 mm X 1/2",SS-304,Insta Pressfit | Piping and Fittings | Push and Press | Nos | 7307 | 18.00 | 0.00 | Yes | Yes | No |  | finished_good |  | Buy external | No |  |  |  | Yes | Yes | Yes
AT • ABSSTEM Technologies LLP | PF885 | Push and Press,Female Adapter,22 mm X 3/4",SS-304,Insta Pressfit | Piping and Fittings | Push and Press | Nos | 7307 | 18.00 | 0.00 | Yes | Yes | No |  | finished_good |  | Buy external | No |  |  |  | Yes | Yes | Yes
AT • ABSSTEM Technologies LLP | PF886 | Push and Press,Female Adapter,54 mm X 2",SS-304,Insta Pressfit | Piping and Fittings | Push and Press | Nos | 7307 | 18.00 | 0.00 | Yes | Yes | No |  | finished_good |  | Buy external | No |  |  |  | Yes | Yes | Yes
AT • ABSSTEM Technologies LLP | PF887 | Push and Press,Union,15 mm,SS-304,Insta Pressfit | Piping and Fittings | Push and Press | Nos | 7307 | 18.00 | 0.00 | Yes | Yes | No |  | finished_good |  | Buy external | No |  |  |  | Yes | Yes | Yes
AT • ABSSTEM Technologies LLP | PF888 | Push and Press,Union,22 mm,SS-304,Insta Pressfit | Piping and Fittings | Push and Press | Nos | 7307 | 18.00 | 0.00 | Yes | Yes | No |  | finished_good |  | Buy external | No |  |  |  | Yes | Yes | Yes
AT • ABSSTEM Technologies LLP | PF889 | Push and Press,Reducer Socket,28 X 22 mm,SS-304,Insta Pressfit | Piping and Fittings | Push and Press | Nos | 7307 | 18.00 | 0.00 | Yes | Yes | No |  | finished_good |  | Buy external | No |  |  |  | Yes | Yes | Yes
AT • ABSSTEM Technologies LLP | PF89 | Equal Elbow,2.5",SS-304,Atam,0-10 Barg,100° C,Female-NPT | Piping and Fittings | Equal Elbow | Nos | 848790 | 18.00 | 0.00 | Yes | Yes | No |  | finished_good |  | Buy external | No |  |  |  | Yes | Yes | Yes
AT • ABSSTEM Technologies LLP | PF890 | Push and Press,90 D Male Elbow,15 mm X 1/2",SS-304,Insta Pressfit | Piping and Fittings | Push and Press | Nos | 7307 | 18.00 | 0.00 | Yes | Yes | No |  | finished_good |  | Buy external | No |  |  |  | Yes | Yes | Yes
AT • ABSSTEM Technologies LLP | PF891 | Push and Press,90 D Male Elbow,22 mm X 3/4",SS-304,Insta Pressfit | Piping and Fittings | Push and Press | Nos | 7307 | 18.00 | 0.00 | Yes | Yes | No |  | finished_good |  | Buy external | No |  |  |  | Yes | Yes | Yes
AT • ABSSTEM Technologies LLP | PF892 | Push and Press,90 D Male Elbow,28 mm X 1",SS-304,Insta Pressfit | Piping and Fittings | Push and Press | Nos | 7307 | 18.00 | 0.00 | Yes | Yes | No |  | finished_good |  | Buy external | No |  |  |  | Yes | Yes | Yes
AT • ABSSTEM Technologies LLP | PF893 | Push and Press,Pipe,15 mm,SS-304,Insta Pressfit | Piping and Fittings | Push and Press | Nos | 7306 | 18.00 | 0.00 | Yes | Yes | No |  | finished_good |  | Buy external | No |  |  |  | Yes | Yes | Yes
AT • ABSSTEM Technologies LLP | PF894 | Push and Press,Pipe,22 mm,SS-304,Insta Pressfit | Piping and Fittings | Push and Press | Nos | 7306 | 18.00 | 0.00 | Yes | Yes | No |  | finished_good |  | Buy external | No |  |  |  | Yes | Yes | Yes
AT • ABSSTEM Technologies LLP | PF895 | Push and Press,Pipe,28 mm,SS-304,Insta Pressfit | Piping and Fittings | Push and Press | Nos | 7306 | 18.00 | 0.00 | Yes | Yes | No |  | finished_good |  | Buy external | No |  |  |  | Yes | Yes | Yes
AT • ABSSTEM Technologies LLP | PF896 | Push and Press,Pipe,42 mm,SS-304,Insta Pressfit | Piping and Fittings | Push and Press | Nos | 7306 | 18.00 | 0.00 | Yes | Yes | No |  | finished_good |  | Buy external | No |  |  |  | Yes | Yes | Yes
AT • ABSSTEM Technologies LLP | PF897 | Push and Press,Pipe,54 mm,SS-304,Insta Pressfit | Piping and Fittings | Push and Press | Nos | 7306 | 18.00 | 0.00 | Yes | Yes | No |  | finished_good |  | Buy external | No |  |  |  | Yes | Yes | Yes
AT • ABSSTEM Technologies LLP | PF898 | Dead Plug,1",SS Alloy,,500 PSI,200° C,Screwed-M | Piping and Fittings | Dead Plug | Nos | 391739 | 18.00 | 0.00 | Yes | Yes | No |  | finished_good |  | Buy external | No |  |  |  | Yes | Yes | Yes
AT • ABSSTEM Technologies LLP | PF899 | Hex Nipple,1",SS,Sunder,0-10 Barg,100° C,Male-BSP | Piping and Fittings | Hex Nipple | Nos | 7307 | 18.00 | 0.00 | Yes | Yes | No |  | finished_good |  | Buy external | No |  |  |  | Yes | Yes | Yes
AT • ABSSTEM Technologies LLP | PF9 | Hex Nipple,2.5",Brass,PBI,0-10 Barg,100° C,Male-PT | Piping and Fittings | Hex Nipple | Nos | 7307 | 18.00 | 0.00 | Yes | Yes | No |  | finished_good |  | Buy external | No |  |  |  | Yes | Yes | Yes
AT • ABSSTEM Technologies LLP | PF90 | Equal Elbow,3",SS-304,Atam,0-10 Barg,100° C,Female-NPT | Piping and Fittings | Equal Elbow | Nos | 848790 | 18.00 | 0.00 | Yes | Yes | No |  | finished_good |  | Buy external | No |  |  |  | Yes | Yes | Yes
AT • ABSSTEM Technologies LLP | PF900 | Hex Reducer,1/2" X 1/8",SS,Sunder,0 to 20 Barg,100° C,Male-BSP | Piping and Fittings | Hex Reducer | Nos | 7412 | 18.00 | 0.00 | Yes | Yes | No |  | finished_good |  | Buy external | No |  |  |  | Yes | Yes | Yes
AT • ABSSTEM Technologies LLP | PF901 | Hex Reducer,1/2" X 1/4",SS,Sunder,0 to 20 Barg,100° C,Male-BSP | Piping and Fittings | Hex Reducer | Nos | 7412 | 18.00 | 0.00 | Yes | Yes | No |  | finished_good |  | Buy external | No |  |  |  | Yes | Yes | Yes
AT • ABSSTEM Technologies LLP | PF902 | Hex Reducer,1/2" X 1/4",SS,High Pressure,0 to 100 Barg,100° C,Male-BSP | Piping and Fittings | Hex Reducer | Nos | 7412 | 18.00 | 0.00 | Yes | Yes | No |  | finished_good |  | Buy external | No |  |  |  | Yes | Yes | Yes
AT • ABSSTEM Technologies LLP | PF903 | Hose,1/4",Crimped,Synthetic Rubber,Parker-R161SN (DIN 20022, 1SN / EN853),Female-PT,1250 to 3250 PSI | Piping and Fittings | Hose | Nos | 391739 | 18.00 | 0.00 | Yes | Yes | No |  | finished_good |  | Buy external | No |  |  |  | Yes | Yes | Yes
AT • ABSSTEM Technologies LLP | PF904 | Flange,Raised Face,1.5",MS,300#,,51 Barg,150° C | Piping and Fittings | Flange | Nos | 730722 | 18.00 | 0.00 | Yes | Yes | No |  | finished_good |  | Buy external | No |  |  |  | Yes | Yes | Yes
AT • ABSSTEM Technologies LLP | PF905 | Pipe Nipple,1.5",MS-300#,,51 Barg,150° C,Male-NPT | Piping and Fittings | Pipe Nipple | Nos | 7307 | 18.00 | 0.00 | Yes | Yes | No |  | finished_good |  | Buy external | No |  |  |  | Yes | Yes | Yes
AT • ABSSTEM Technologies LLP | PF906 | Gasket,With SS Plate,1.5",5 mm,FG- Filler Graphite-300#,Atam | Piping and Fittings | Gasket | Nos | 68129990 | 18.00 | 0.00 | Yes | Yes | No |  | finished_good |  | Buy external | No |  |  |  | Yes | Yes | Yes
AT • ABSSTEM Technologies LLP | PF907 | Hex Nipple,15 mm,SS,Instapressfit,0-10 Barg,100° C,Male-NPT | Piping and Fittings | Hex Nipple | Nos | 7307 | 18.00 | 0.00 | Yes | Yes | No |  | finished_good |  | Buy external | No |  |  |  | Yes | Yes | Yes
AT • ABSSTEM Technologies LLP | PF908 | Hex Nipple,22 mm,SS,Instapressfit,0-10 Barg,100° C,Male-NPT | Piping and Fittings | Hex Nipple | Nos | 7307 | 18.00 | 0.00 | Yes | Yes | No |  | finished_good |  | Buy external | No |  |  |  | Yes | Yes | Yes
AT • ABSSTEM Technologies LLP | PF909 | Hex Nipple,28 mm,SS,Instapressfit,0-10 Barg,100° C,Male-NPT | Piping and Fittings | Hex Nipple | Nos | 7307 | 18.00 | 0.00 | Yes | Yes | No |  | finished_good |  | Buy external | No |  |  |  | Yes | Yes | Yes
AT • ABSSTEM Technologies LLP | PF91 | Equal Elbow,1/4",SS-316,Atam,0-10 Barg,100° C,Female-NPT | Piping and Fittings | Equal Elbow | Nos | 848790 | 18.00 | 0.00 | Yes | Yes | No |  | finished_good |  | Buy external | No |  |  |  | Yes | Yes | Yes
AT • ABSSTEM Technologies LLP | PF910 | Hex Nipple,42 mm,SS,Instapressfit,0-10 Barg,100° C,Male-NPT | Piping and Fittings | Hex Nipple | Nos | 7307 | 18.00 | 0.00 | Yes | Yes | No |  | finished_good |  | Buy external | No |  |  |  | Yes | Yes | Yes
AT • ABSSTEM Technologies LLP | PF911 | Hex Nipple,54 mm,SS,Instapressfit,0-10 Barg,100° C,Male-NPT | Piping and Fittings | Hex Nipple | Nos | 7307 | 18.00 | 0.00 | Yes | Yes | No |  | finished_good |  | Buy external | No |  |  |  | Yes | Yes | Yes
AT • ABSSTEM Technologies LLP | PF912 | Push and Press,Valve Connector,15 mm X 1/2",SS-304,Insta Pressfit | Piping and Fittings | Push and Press | Nos | 7307 | 18.00 | 0.00 | Yes | Yes | No |  | finished_good |  | Buy external | No |  |  |  | Yes | Yes | Yes
AT • ABSSTEM Technologies LLP | PF913 | Push and Press,Valve Connector,22 mm X 3/4",SS-304,Insta Pressfit | Piping and Fittings | Push and Press | Nos | 7307 | 18.00 | 0.00 | Yes | Yes | No |  | finished_good |  | Buy external | No |  |  |  | Yes | Yes | Yes
AT • ABSSTEM Technologies LLP | PF914 | Push and Press,Valve Connector,28 mm X 1",SS-304,Insta Pressfit | Piping and Fittings | Push and Press | Nos | 7307 | 18.00 | 0.00 | Yes | Yes | No |  | finished_good |  | Buy external | No |  |  |  | Yes | Yes | Yes
AT • ABSSTEM Technologies LLP | PF915 | Push and Press,Valve Connector,42 mm X 1.5",SS-304,Insta Pressfit | Piping and Fittings | Push and Press | Nos | 7307 | 18.00 | 0.00 | Yes | Yes | No |  | finished_good |  | Buy external | No |  |  |  | Yes | Yes | Yes
AT • ABSSTEM Technologies LLP | PF916 | Push and Press,Valve Connector,54 mm X 2",SS-304,Insta Pressfit | Piping and Fittings | Push and Press | Nos | 7307 | 18.00 | 0.00 | Yes | Yes | No |  | finished_good |  | Buy external | No |  |  |  | Yes | Yes | Yes
AT • ABSSTEM Technologies LLP | PF917 | Pipe,ID-210 mm,T-8.20 mm,Aluminium,Seamless,Sant Aluminium,0-10 Barg,(Upto 80°C) | Piping and Fittings | Pipe | Nos | 7604 | 18.00 | 0.00 | Yes | Yes | No |  | finished_good |  | Buy external | No |  |  |  | Yes | Yes | Yes
AT • ABSSTEM Technologies LLP | PF918 | Push and Press,Tee,3",SS-304,Insta Pressfit | Piping and Fittings | Push and Press | Nos | 7307 | 18.00 | 0.00 | Yes | Yes | No |  | finished_good |  | Buy external | No |  |  |  | Yes | Yes | Yes
AT • ABSSTEM Technologies LLP | PF919 | Push and Press,Pipe,3",SS-304,Insta Pressfit | Piping and Fittings | Push and Press | Nos | 7306 | 18.00 | 0.00 | Yes | Yes | No |  | finished_good |  | Buy external | No |  |  |  | Yes | Yes | Yes
AT • ABSSTEM Technologies LLP | PF92 | Equal Elbow,1/8",SS-316,Atam,0-10 Barg,100° C,Female-NPT | Piping and Fittings | Equal Elbow | Nos | 848790 | 18.00 | 0.00 | Yes | Yes | No |  | finished_good |  | Buy external | No |  |  |  | Yes | Yes | Yes
AT • ABSSTEM Technologies LLP | PF920 | Push and Press,Female Adapter,3",SS-304,Insta Pressfit | Piping and Fittings | Push and Press | Nos | 7307 | 18.00 | 0.00 | Yes | Yes | No |  | finished_good |  | Buy external | No |  |  |  | Yes | Yes | Yes
AT • ABSSTEM Technologies LLP | PF921 | Push and Press,90 D Elbow,3",SS-304,Insta Pressfit | Piping and Fittings | Push and Press | Nos | 7307 | 18.00 | 0.00 | Yes | Yes | No |  | finished_good |  | Buy external | No |  |  |  | Yes | Yes | Yes
AT • ABSSTEM Technologies LLP | PF922 | Push and Press,Reducer Socket,3" X 1.5",SS-304,Insta Pressfit | Piping and Fittings | Push and Press | Nos | 7307 | 18.00 | 0.00 | Yes | Yes | No |  | finished_good |  | Buy external | No |  |  |  | Yes | Yes | Yes
AT • ABSSTEM Technologies LLP | PF923 | Push and Press,Reducer Socket,54 mm X 28 mm,SS-304,Insta Pressfit | Piping and Fittings | Push and Press | Nos | 7307 | 18.00 | 0.00 | Yes | Yes | No |  | finished_good |  | Buy external | No |  |  |  | Yes | Yes | Yes
AT • ABSSTEM Technologies LLP | PF924 | Push and Press,Valve Connector,3",SS-304,Insta Pressfit | Piping and Fittings | Push and Press | Nos | 7307 | 18.00 | 0.00 | Yes | Yes | No |  | finished_good |  | Buy external | No |  |  |  | Yes | Yes | Yes
AT • ABSSTEM Technologies LLP | PF925 | Socket,1/2",SS-304,SS Equipment,0-10 Barg,100° C,Female-NPT | Piping and Fittings | Socket | Nos | 7307 | 18.00 | 0.00 | Yes | Yes | No |  | finished_good |  | Buy external | No |  |  |  | Yes | Yes | Yes
AT • ABSSTEM Technologies LLP | PF926 | Socket,3/4",SS-304,SS Equipment,0-10 Barg,100° C,Female-NPT | Piping and Fittings | Socket | Nos | 7307 | 18.00 | 0.00 | Yes | Yes | No |  | finished_good |  | Buy external | No |  |  |  | Yes | Yes | Yes
AT • ABSSTEM Technologies LLP | PF927 | Socket,1",SS-304,SS Equipment,0-10 Barg,100° C,Female-NPT | Piping and Fittings | Socket | Nos | 7307 | 18.00 | 0.00 | Yes | Yes | No |  | finished_good |  | Buy external | No |  |  |  | Yes | Yes | Yes
AT • ABSSTEM Technologies LLP | PF93 | Equal Elbow,3/8",SS-316,Atam,0-10 Barg,100° C,Female-NPT | Piping and Fittings | Equal Elbow | Nos | 848790 | 18.00 | 0.00 | Yes | Yes | No |  | finished_good |  | Buy external | No |  |  |  | Yes | Yes | Yes
AT • ABSSTEM Technologies LLP | PF94 | Equal Elbow,3/4",SS-316,Atam,0-10 Barg,100° C,Female-NPT | Piping and Fittings | Equal Elbow | Nos | 848790 | 18.00 | 0.00 | Yes | Yes | No |  | finished_good |  | Buy external | No |  |  |  | Yes | Yes | Yes
AT • ABSSTEM Technologies LLP | PF95 | Equal Elbow,1",SS-316,Atam,0-10 Barg,100° C,Female-NPT | Piping and Fittings | Equal Elbow | Nos | 848790 | 18.00 | 0.00 | Yes | Yes | No |  | finished_good |  | Buy external | No |  |  |  | Yes | Yes | Yes
AT • ABSSTEM Technologies LLP | PF96 | Equal Elbow,1.25",SS-316,Atam,0-10 Barg,100° C,Female-NPT | Piping and Fittings | Equal Elbow | Nos | 848790 | 18.00 | 0.00 | Yes | Yes | No |  | finished_good |  | Buy external | No |  |  |  | Yes | Yes | Yes
AT • ABSSTEM Technologies LLP | PF97 | Equal Elbow,1.5",SS-316,Atam,0-10 Barg,100° C,Female-NPT | Piping and Fittings | Equal Elbow | Nos | 848790 | 18.00 | 0.00 | Yes | Yes | No |  | finished_good |  | Buy external | No |  |  |  | Yes | Yes | Yes
AT • ABSSTEM Technologies LLP | PF98 | Equal Elbow,2",SS-316,Atam,0-10 Barg,100° C,Female-NPT | Piping and Fittings | Equal Elbow | Nos | 848790 | 18.00 | 0.00 | Yes | Yes | No |  | finished_good |  | Buy external | No |  |  |  | Yes | Yes | Yes
AT • ABSSTEM Technologies LLP | PF99 | Equal Elbow,2.5",SS-316,Atam,0-10 Barg,100° C,Female-NPT | Piping and Fittings | Equal Elbow | Nos | 848790 | 18.00 | 0.00 | Yes | Yes | No |  | finished_good |  | Buy external | No |  |  |  | Yes | Yes | Yes
AT • ABSSTEM Technologies LLP | PRI1 | Sticker,Medo,Dark Gray-Yellow green,2073-2431,,Absstem-S001,Vinyl | Printing | Sticker | Nos | 3921 | 18.00 | 0.00 | Yes | Yes | No |  | finished_good |  | Buy external | No |  |  |  | Yes | Yes | Yes
AT • ABSSTEM Technologies LLP | PRI10 | Sticker,Absstem Industrial,Dark Gray-Tomato Red,2073-2102,,Absstem-S010,Vinyl | Printing | Sticker | Nos | 3921 | 18.00 | 0.00 | Yes | Yes | No |  | finished_good |  | Buy external | No |  |  |  | Yes | Yes | Yes
AT • ABSSTEM Technologies LLP | PRI11 | Sticker,nGEN,Tomato Red-Black,2102-2072,,Absstem-S011,Vinyl | Printing | Sticker | Nos | 3921 | 18.00 | 0.00 | Yes | Yes | No |  | finished_good |  | Buy external | No |  |  |  | Yes | Yes | Yes
AT • ABSSTEM Technologies LLP | PRI12 | Sticker,Cabinet Gauge,Tomato Red,2102,,Absstem-S012,Vinyl | Printing | Sticker | Nos | 3921 | 18.00 | 0.00 | Yes | Yes | No |  | finished_good |  | Buy external | No |  |  |  | Yes | Yes | Yes
AT • ABSSTEM Technologies LLP | PRI13 | Sticker,Next Gen PSA,Dark Gray,2073,,Absstem-S013,Vinyl | Printing | Sticker | Nos | 3921 | 18.00 | 0.00 | Yes | Yes | No |  | finished_good |  | Buy external | No |  |  |  | Yes | Yes | Yes
AT • ABSSTEM Technologies LLP | PRI14 | Sticker,Industrial Oxygen Generator,Tomato Red,2102,,Absstem-S014,Vinyl | Printing | Sticker | Nos | 3921 | 18.00 | 0.00 | Yes | Yes | No |  | finished_good |  | Buy external | No |  |  |  | Yes | Yes | Yes
AT • ABSSTEM Technologies LLP | PRI15 | Sticker,Industrial Nitrogen Generator,Tomato Red,2102,,Absstem-S015,Vinyl | Printing | Sticker | Nos | 3921 | 18.00 | 0.00 | Yes | Yes | No |  | finished_good |  | Buy external | No |  |  |  | Yes | Yes | Yes
AT • ABSSTEM Technologies LLP | PRI16 | Sticker,X,Black,2072,,Absstem-S016,Vinyl | Printing | Sticker | Nos | 3921 | 18.00 | 0.00 | Yes | Yes | No |  | finished_good |  | Buy external | No |  |  |  | Yes | Yes | Yes
AT • ABSSTEM Technologies LLP | PRI17 | Sticker,Cabinet Gauge,Yello Greem,2431,,Absstem-S017,Vinyl | Printing | Sticker | Nos | 3921 | 18.00 | 0.00 | Yes | Yes | No |  | finished_good |  | Buy external | No |  |  |  | Yes | Yes | Yes
AT • ABSSTEM Technologies LLP | PRI18 | Sticker,Helium Recovery System,Tomato Red,2102,615 X 70 mm,Absstem-S018,Vinyl | Printing | Sticker | Nos | 3921 | 18.00 | 0.00 | Yes | Yes | No |  | finished_good |  | Buy external | No |  |  |  | Yes | Yes | Yes
AT • ABSSTEM Technologies LLP | PRI19 | Sticker,Here X,Tomato Red-Black,2102-2072,325 X 55 mm,Absstem-S019,Vinyl | Printing | Sticker | Nos | 3921 | 18.00 | 0.00 | Yes | Yes | No |  | finished_good |  | Buy external | No |  |  |  | Yes | Yes | Yes
AT • ABSSTEM Technologies LLP | PRI2 | Sticker,Next Gen PSA,Vivid Blue,2064,,Absstem-S002,Vinyl | Printing | Sticker | Nos | 3921 | 18.00 | 0.00 | Yes | Yes | No |  | finished_good |  | Buy external | No |  |  |  | Yes | Yes | Yes
AT • ABSSTEM Technologies LLP | PRI20 | Sticker,Absstem Industrial,Tomato Red-Black,2102-2072,230 X 75 mm,Absstem-S020,Vinyl | Printing | Sticker | Nos | 3921 | 18.00 | 0.00 | Yes | Yes | No |  | finished_good |  | Buy external | No |  |  |  | Yes | Yes | Yes
AT • ABSSTEM Technologies LLP | PRI21 | Sticker,Arrow,Black,2072,40 X 10 mm,Absstem-S021,Vinyl | Printing | Sticker | Nos | 3921 | 18.00 | 0.00 | Yes | Yes | No |  | finished_good |  | Buy external | No |  |  |  | Yes | Yes | Yes
AT • ABSSTEM Technologies LLP | PRI22 | Visiting Card,90 X 50 mm,Absstem | Printing | Visiting Card | Nos | 960810 | 18.00 | 0.00 | Yes | Yes | No |  | finished_good |  | Buy external | No |  |  |  | Yes | Yes | Yes
AT • ABSSTEM Technologies LLP | PRI23 | Visiting Card,90 X 50 mm,Absstem-Health | Printing | Visiting Card | Nos | 960810 | 18.00 | 0.00 | Yes | Yes | No |  | finished_good |  | Buy external | No |  |  |  | Yes | Yes | Yes
AT • ABSSTEM Technologies LLP | PRI24 | Visiting Card,90 X 50 mm,Absstem-INDS. | Printing | Visiting Card | Nos | 960810 | 18.00 | 0.00 | Yes | Yes | No |  | finished_good |  | Buy external | No |  |  |  | Yes | Yes | Yes
AT • ABSSTEM Technologies LLP | PRI25 | Brochures,Absstem - MedO,A4,16 Pages | Printing | Brochures | Nos | 960810 | 18.00 | 0.00 | Yes | Yes | No |  | finished_good |  | Buy external | No |  |  |  | Yes | Yes | Yes
AT • ABSSTEM Technologies LLP | PRI26 | Brochures,Absstem - nGEN,A4,12 Pages | Printing | Brochures | Nos | 960810 | 18.00 | 0.00 | Yes | Yes | No |  | finished_good |  | Buy external | No |  |  |  | Yes | Yes | Yes
AT • ABSSTEM Technologies LLP | PRI27 | Brochures,Absstem - idos,A4,12 Pages | Printing | Brochures | Nos | 960810 | 18.00 | 0.00 | Yes | Yes | No |  | finished_good |  | Buy external | No |  |  |  | Yes | Yes | Yes
AT • ABSSTEM Technologies LLP | PRI28 | Brochures,Absstem - nGEN X,A4,4 Pages | Printing | Brochures | Nos | 960810 | 18.00 | 0.00 | Yes | Yes | No |  | finished_good |  | Buy external | No |  |  |  | Yes | Yes | Yes
AT • ABSSTEM Technologies LLP | PRI29 | Brochures,Absstem - MedO,A4,2 Pages | Printing | Brochures | Nos | 960810 | 18.00 | 0.00 | Yes | Yes | No |  | finished_good |  | Buy external | No |  |  |  | Yes | Yes | Yes
AT • ABSSTEM Technologies LLP | PRI3 | Sticker,Medical Oxygen Generator,Yello Green,2431,,Absstem-S003,Vinyl | Printing | Sticker | Nos | 3921 | 18.00 | 0.00 | Yes | Yes | No |  | finished_good |  | Buy external | No |  |  |  | Yes | Yes | Yes
AT • ABSSTEM Technologies LLP | PRI30 | Brochures,Absstem - idos,A4,2 Pages | Printing | Brochures | Nos | 960810 | 18.00 | 0.00 | Yes | Yes | No |  | finished_good |  | Buy external | No |  |  |  | Yes | Yes | Yes
AT • ABSSTEM Technologies LLP | PRI31 | Brochures,Absstem - nGEN,A4,2 Pages | Printing | Brochures | Nos | 960810 | 18.00 | 0.00 | Yes | Yes | No |  | finished_good |  | Buy external | No |  |  |  | Yes | Yes | Yes
AT • ABSSTEM Technologies LLP | PRI32 | Brochures,Absstem - nGEN X,A4,2 Pages | Printing | Brochures | Nos | 960810 | 18.00 | 0.00 | Yes | Yes | No |  | finished_good |  | Buy external | No |  |  |  | Yes | Yes | Yes
AT • ABSSTEM Technologies LLP | PRI33 | Brochures,Absstem - MedO C,A4,2 Pages | Printing | Brochures | Nos | 960810 | 18.00 | 0.00 | Yes | Yes | No |  | finished_good |  | Buy external | No |  |  |  | Yes | Yes | Yes
AT • ABSSTEM Technologies LLP | PRI34 | Brochures,Absstem - Shield,A4,2 Pages | Printing | Brochures | Nos | 960810 | 18.00 | 0.00 | Yes | Yes | No |  | finished_good |  | Buy external | No |  |  |  | Yes | Yes | Yes
AT • ABSSTEM Technologies LLP | PRI35 | Brochures,Absstem,A4,2 Pages | Printing | Brochures | Nos | 960810 | 18.00 | 0.00 | Yes | Yes | No |  | finished_good |  | Buy external | No |  |  |  | Yes | Yes | Yes
AT • ABSSTEM Technologies LLP | PRI36 | Challan Book,Absstem-LLP,265 X 220 mm | Printing | Challan Book | Nos | 4911 | 18.00 | 0.00 | Yes | Yes | No |  | finished_good |  | Buy external | No |  |  |  | Yes | Yes | Yes
AT • ABSSTEM Technologies LLP | PRI37 | Challan Book,Absstem-INDS.,265 X 220 mm | Printing | Challan Book | Nos | 4911 | 18.00 | 0.00 | Yes | Yes | No |  | finished_good |  | Buy external | No |  |  |  | Yes | Yes | Yes
AT • ABSSTEM Technologies LLP | PRI38 | ID Card,Holder,Absstem,100 X 65 mm, | Printing | ID Card | Nos | 4820 | 18.00 | 0.00 | Yes | Yes | No |  | finished_good |  | Buy external | No |  |  |  | Yes | Yes | Yes
AT • ABSSTEM Technologies LLP | PRI39 | ID Card,Card-Visiter,Absstem,85 X 55 mm, | Printing | ID Card | Nos | 4820 | 18.00 | 0.00 | Yes | Yes | No |  | finished_good |  | Buy external | No |  |  |  | Yes | Yes | Yes
AT • ABSSTEM Technologies LLP | PRI4 | Sticker,Air Receiver,Vivid Blue,2064,,Absstem-S004,Vinyl | Printing | Sticker | Nos | 3921 | 18.00 | 0.00 | Yes | Yes | No |  | finished_good |  | Buy external | No |  |  |  | Yes | Yes | Yes
AT • ABSSTEM Technologies LLP | PRI40 | ID Card,Card-Employee,Absstem,85 X 55 mm, | Printing | ID Card | Nos | 4820 | 18.00 | 0.00 | Yes | Yes | No |  | finished_good |  | Buy external | No |  |  |  | Yes | Yes | Yes
AT • ABSSTEM Technologies LLP | PRI41 | Standee,Tabletop,Absstem,Aluminium, | Printing | Standee | Nos | 7616 | 18.00 | 0.00 | Yes | Yes | No |  | finished_good |  | Buy external | No |  |  |  | Yes | Yes | Yes
AT • ABSSTEM Technologies LLP | PRI42 | Standee,Tabletop,Absstem-Medo,Aluminium, | Printing | Standee | Nos | 7616 | 18.00 | 0.00 | Yes | Yes | No |  | finished_good |  | Buy external | No |  |  |  | Yes | Yes | Yes
AT • ABSSTEM Technologies LLP | PRI43 | Standee,Tabletop,Absstem-idos,Aluminium, | Printing | Standee | Nos | 7616 | 18.00 | 0.00 | Yes | Yes | No |  | finished_good |  | Buy external | No |  |  |  | Yes | Yes | Yes
AT • ABSSTEM Technologies LLP | PRI44 | Standee,Tabletop,Absstem-nGEN X,Aluminium, | Printing | Standee | Nos | 7616 | 18.00 | 0.00 | Yes | Yes | No |  | finished_good |  | Buy external | No |  |  |  | Yes | Yes | Yes
AT • ABSSTEM Technologies LLP | PRI45 | Standee,Tabletop,Absstem-nGEN,Aluminium, | Printing | Standee | Nos | 7616 | 18.00 | 0.00 | Yes | Yes | No |  | finished_good |  | Buy external | No |  |  |  | Yes | Yes | Yes
AT • ABSSTEM Technologies LLP | PRI46 | Envelope,Absstem,A4 | Printing | Envelope | Nos | 48171010 | 18.00 | 0.00 | Yes | Yes | No |  | finished_good |  | Buy external | No |  |  |  | Yes | Yes | Yes
AT • ABSSTEM Technologies LLP | PRI47 | Envelope,Absstem - Health Care,A4 | Printing | Envelope | Nos | 48171010 | 18.00 | 0.00 | Yes | Yes | No |  | finished_good |  | Buy external | No |  |  |  | Yes | Yes | Yes
AT • ABSSTEM Technologies LLP | PRI48 | Envelope,Absstem - INDS.,A4 | Printing | Envelope | Nos | 48171010 | 18.00 | 0.00 | Yes | Yes | No |  | finished_good |  | Buy external | No |  |  |  | Yes | Yes | Yes
AT • ABSSTEM Technologies LLP | PRI49 | Envelope,Absstem,10" | Printing | Envelope | Nos | 48171010 | 18.00 | 0.00 | Yes | Yes | No |  | finished_good |  | Buy external | No |  |  |  | Yes | Yes | Yes
AT • ABSSTEM Technologies LLP | PRI5 | Sticker,Storage Tank,Vivid Blue,2064,,Absstem-S005,Vinyl | Printing | Sticker | Nos | 3921 | 18.00 | 0.00 | Yes | Yes | No |  | finished_good |  | Buy external | No |  |  |  | Yes | Yes | Yes
AT • ABSSTEM Technologies LLP | PRI50 | Envelope,Absstem - Health Care,10" | Printing | Envelope | Nos | 48171010 | 18.00 | 0.00 | Yes | Yes | No |  | finished_good |  | Buy external | No |  |  |  | Yes | Yes | Yes
AT • ABSSTEM Technologies LLP | PRI51 | Envelope,Absstem - INDS.,10" | Printing | Envelope | Nos | 48171010 | 18.00 | 0.00 | Yes | Yes | No |  | finished_good |  | Buy external | No |  |  |  | Yes | Yes | Yes
AT • ABSSTEM Technologies LLP | PRI52 | Letterhead,Absstem,A4 | Printing | Letterhead | Nos | 48171010 | 18.00 | 0.00 | Yes | Yes | No |  | finished_good |  | Buy external | No |  |  |  | Yes | Yes | Yes
AT • ABSSTEM Technologies LLP | PRI53 | Letterhead,Absstem-Health Care,A4 | Printing | Letterhead | Nos | 48171010 | 18.00 | 0.00 | Yes | Yes | No |  | finished_good |  | Buy external | No |  |  |  | Yes | Yes | Yes
AT • ABSSTEM Technologies LLP | PRI54 | Letterhead,Absstem-INDS.,A4 | Printing | Letterhead | Nos | 48171010 | 18.00 | 0.00 | Yes | Yes | No |  | finished_good |  | Buy external | No |  |  |  | Yes | Yes | Yes
AT • ABSSTEM Technologies LLP | PRI55 | Sticker,Copier label,White,,99.1 X 139 mm-A4,Oddy-ST-4,Paper | Printing | Sticker | Nos | 4821 | 18.00 | 0.00 | Yes | Yes | No |  | finished_good |  | Buy external | No |  |  |  | Yes | Yes | Yes
AT • ABSSTEM Technologies LLP | PRI56 | Sticker,Barcode,White,,50 X 25 mm X 2P,,Paper | Printing | Sticker | Nos | 4821 | 18.00 | 0.00 | Yes | Yes | No |  | finished_good |  | Buy external | No |  |  |  | Yes | Yes | Yes
AT • ABSSTEM Technologies LLP | PRI57 | Sticker,Sticky Note,Multicolour,,,,Paper | Printing | Sticker | Nos | 4820 | 18.00 | 0.00 | Yes | Yes | No |  | finished_good |  | Buy external | No |  |  |  | Yes | Yes | Yes
AT • ABSSTEM Technologies LLP | PRI58 | Sticker,Nitrogen Recovery and Generation System,Vivid Blue,2064,73 X 550 mm,,Vinyl | Printing | Sticker | Nos | 4820 | 18.00 | 0.00 | Yes | Yes | No |  | finished_good |  | Buy external | No |  |  |  | Yes | Yes | Yes
AT • ABSSTEM Technologies LLP | PRI59 | Sticker,Nitrogen Recover System,Vivid Blue,2064,73 X 400 mm,,Vinyl | Printing | Sticker | Nos | 4820 | 18.00 | 0.00 | Yes | Yes | No |  | finished_good |  | Buy external | No |  |  |  | Yes | Yes | Yes
AT • ABSSTEM Technologies LLP | PRI6 | Sticker,idos,Black-Tomato Red,2072-2102,,Absstem-S006,Vinyl | Printing | Sticker | Nos | 3921 | 18.00 | 0.00 | Yes | Yes | No |  | finished_good |  | Buy external | No |  |  |  | Yes | Yes | Yes
AT • ABSSTEM Technologies LLP | PRI60 | Sticker,HP Nitrogen Tank,Vivid Blue,2064,73 X 365 mm,,Vinyl | Printing | Sticker | Nos | 4820 | 18.00 | 0.00 | Yes | Yes | No |  | finished_good |  | Buy external | No |  |  |  | Yes | Yes | Yes
AT • ABSSTEM Technologies LLP | PRI61 | Sticker,VLP Nitrogen Tank,Vivid Blue,2064,73 X 390 mm,,Vinyl | Printing | Sticker | Nos | 4820 | 18.00 | 0.00 | Yes | Yes | No |  | finished_good |  | Buy external | No |  |  |  | Yes | Yes | Yes
AT • ABSSTEM Technologies LLP | PRI62 | Sticker,Compressor Air SKID,Vivid Blue,2064,73 X 290 mm,,Vinyl | Printing | Sticker | Nos | 4820 | 18.00 | 0.00 | Yes | Yes | No |  | finished_good |  | Buy external | No |  |  |  | Yes | Yes | Yes
AT • ABSSTEM Technologies LLP | PRI63 | Sticker,Vacuum Tank,Vivid Blue,2064,73 X 262 mm,,Vinyl | Printing | Sticker | Nos | 4820 | 18.00 | 0.00 | Yes | Yes | No |  | finished_good |  | Buy external | No |  |  |  | Yes | Yes | Yes
AT • ABSSTEM Technologies LLP | PRI64 | Sticker,Nitrogen Tank,Vivid Blue,2064,73 X 297 mm,,Vinyl | Printing | Sticker | Nos | 4820 | 18.00 | 0.00 | Yes | Yes | No |  | finished_good |  | Buy external | No |  |  |  | Yes | Yes | Yes
AT • ABSSTEM Technologies LLP | PRI65 | Sticker,Vacuum SKID,Vivid Blue,2064,73 X 181 mm,,Vinyl | Printing | Sticker | Nos | 4820 | 18.00 | 0.00 | Yes | Yes | No |  | finished_good |  | Buy external | No |  |  |  | Yes | Yes | Yes
AT • ABSSTEM Technologies LLP | PRI66 | Sticker,Suction Pot,Vivid Blue,2064,73 X 190 mm,,Vinyl | Printing | Sticker | Nos | 4820 | 18.00 | 0.00 | Yes | Yes | No |  | finished_good |  | Buy external | No |  |  |  | Yes | Yes | Yes
AT • ABSSTEM Technologies LLP | PRI67 | Sticker,HP SKID,Vivid Blue,2064,32 X 165 mm,,Vinyl | Printing | Sticker | Nos | 4820 | 18.00 | 0.00 | Yes | Yes | No |  | finished_good |  | Buy external | No |  |  |  | Yes | Yes | Yes
AT • ABSSTEM Technologies LLP | PRI68 | Sticker,LP SKID,Vivid Blue,2064,32 X 150 mm,,Vinyl | Printing | Sticker | Nos | 4820 | 18.00 | 0.00 | Yes | Yes | No |  | finished_good |  | Buy external | No |  |  |  | Yes | Yes | Yes
AT • ABSSTEM Technologies LLP | PRI69 | Envelope,Yellow,360 X 255 mm | Printing | Envelope | Nos | 48171010 | 18.00 | 0.00 | Yes | Yes | No |  | finished_good |  | Buy external | No |  |  |  | Yes | Yes | Yes
AT • ABSSTEM Technologies LLP | PRI7 | Sticker,Absstem Reinventing performance with logo,Dark Gray-Vivid Blue-Sky Blue Heachrome Cyan M,207 | Printing | Sticker | Nos | 3921 | 18.00 | 0.00 | Yes | Yes | No |  | finished_good |  | Buy external | No |  |  |  | Yes | Yes | Yes
AT • ABSSTEM Technologies LLP | PRI70 | Envelope,Brown,305 X 160 mm | Printing | Envelope | Nos | 48171010 | 18.00 | 0.00 | Yes | Yes | No |  | finished_good |  | Buy external | No |  |  |  | Yes | Yes | Yes
AT • ABSSTEM Technologies LLP | PRI71 | Sticker,Copier label,White,,A4,Lotus,Paper | Printing | Sticker | Nos | 4821 | 18.00 | 0.00 | Yes | Yes | No |  | finished_good |  | Buy external | No |  |  |  | Yes | Yes | Yes
AT • ABSSTEM Technologies LLP | PRI8 | Sticker,Absstem,Drak Gray,2073,,Absstem-S008,Vinyl | Printing | Sticker | Nos | 3921 | 18.00 | 0.00 | Yes | Yes | No |  | finished_good |  | Buy external | No |  |  |  | Yes | Yes | Yes
AT • ABSSTEM Technologies LLP | PRI9 | Sticker,Absstem Healthcare,Dark Gray-Yellow Green,2073-2431,,Absstem-S009,Vinyl | Printing | Sticker | Nos | 3921 | 18.00 | 0.00 | Yes | Yes | No |  | finished_good |  | Buy external | No |  |  |  | Yes | Yes | Yes
AT • ABSSTEM Technologies LLP | PRV01 | PRV Station | Non Standard Project | Nitrogen Recovery System | Nos |  | 18.00 | 315750.00 | Yes | Yes | No |  | finished_good |  | Buy external | No |  |  |  | Yes | Yes | Yes
AT • ABSSTEM Technologies LLP | R - 100 LPM | Repair of PSA Oxygen Plant - 100 LPM | After Sales | Repair - PSA Oxygen Plant | SET |  | 18.00 | 245100.00 | Yes | Yes | No |  | finished_good | Repair of PSA Oxygen Plant | Buy external | No |  |  |  | Yes | Yes | Yes |  | Gas Generated | Medical Oxygen | Module Option | PSA oxygen plant with Single Compressor | Oxygen Flow Capacity | 100 LPM | Type | One Time Repair | Inclusion | Consumables replacement + Damaged/Fauly parts repair or replacement | Excluded Items | Air compressor Screw
AT • ABSSTEM Technologies LLP | R - 100 LPM-D | Repair of PSA Oxygen Plant - 100 LPM-D | After Sales | Repair - PSA Oxygen Plant-D | SET |  | 18.00 | 281865.00 | Yes | Yes | No |  | finished_good | Repair of PSA Oxygen Plant ( Dual Compressor ) | Buy external | No |  |  |  | Yes | Yes | Yes |  | Gas Generated | Medical Oxygen | Module Option | PSA oxygen plant with Dual Compressor | Oxygen Flow Capacity | 100 LPM | Type | One Time Repair | Inclusion | Consumables replacement + Damaged/Fauly parts repair or replacement | Excluded Items | Air compressor Screw, Air compressor controller and ZMS
AT • ABSSTEM Technologies LLP | R - 1000 LPM | Repair of PSA Oxygen Plant - 1000 LPM | After Sales | Repair - PSA Oxygen Plant | SET |  | 18.00 | 786000.00 | Yes | Yes | No |  | finished_good | Repair of PSA Oxygen Plant | Buy external | No |  |  |  | Yes | Yes | Yes |  | Gas Generated | Medical Oxygen | Module Option | PSA oxygen plant with Single Compressor | Oxygen Flow Capacity | 1000 LPM | Type | One Time Repair | Inclusion | Consumables replacement + Damaged/Fauly parts repair or replacement | Excluded Items | Air compressor Screw
AT • ABSSTEM Technologies LLP | R - 1000 LPM-D | Repair of PSA Oxygen Plant - 1000 LPM-D | After Sales | Repair - PSA Oxygen Plant-D | SET |  | 18.00 | 903900.00 | Yes | Yes | No |  | finished_good | Repair of PSA Oxygen Plant ( Dual Compressor ) | Buy external | No |  |  |  | Yes | Yes | Yes |  | Gas Generated | Medical Oxygen | Module Option | PSA oxygen plant with Dual Compressor | Oxygen Flow Capacity | 1000 LPM | Type | One Time Repair | Inclusion | Consumables replacement + Damaged/Fauly parts repair or replacement | Excluded Items | Air compressor Screw, Air compressor controller and ZMS
AT • ABSSTEM Technologies LLP | R - 150 LPM | Repair of PSA Oxygen Plant - 150 LPM | After Sales | Repair - PSA Oxygen Plant | SET |  | 18.00 | 297300.00 | Yes | Yes | No |  | finished_good | Repair of PSA Oxygen Plant | Buy external | No |  |  |  | Yes | Yes | Yes |  | Gas Generated | Medical Oxygen | Module Option | PSA oxygen plant with Single Compressor | Oxygen Flow Capacity | 150 LPM | Type | One Time Repair | Inclusion | Consumables replacement + Damaged/Fauly parts repair or replacement | Excluded Items | Air compressor Screw
AT • ABSSTEM Technologies LLP | R - 150 LPM-D | Repair of PSA Oxygen Plant - 150 LPM-D | After Sales | Repair - PSA Oxygen Plant-D | SET |  | 18.00 | 341895.00 | Yes | Yes | No |  | finished_good | Repair of PSA Oxygen Plant ( Dual Compressor ) | Buy external | No |  |  |  | Yes | Yes | Yes |  | Gas Generated | Medical Oxygen | Module Option | PSA oxygen plant with Dual Compressor | Oxygen Flow Capacity | 150 LPM | Type | One Time Repair | Inclusion | Consumables replacement + Damaged/Fauly parts repair or replacement | Excluded Items | Air compressor Screw, Air compressor controller and ZMS
AT • ABSSTEM Technologies LLP | R - 200 LPM | Repair of PSA Oxygen Plant - 200 LPM | After Sales | Repair - PSA Oxygen Plant | SET |  | 18.00 | 316500.00 | Yes | Yes | No |  | finished_good | Repair of PSA Oxygen Plant | Buy external | No |  |  |  | Yes | Yes | Yes |  | Gas Generated | Medical Oxygen | Module Option | PSA oxygen plant with Single Compressor | Oxygen Flow Capacity | 200 LPM | Type | One Time Repair | Inclusion | Consumables replacement + Damaged/Fauly parts repair or replacement | Excluded Items | Air compressor Screw
AT • ABSSTEM Technologies LLP | R - 200 LPM-D | Repair of PSA Oxygen Plant - 200 LPM-D | After Sales | Repair - PSA Oxygen Plant-D | SET |  | 18.00 | 363975.00 | Yes | Yes | No |  | finished_good | Repair of PSA Oxygen Plant ( Dual Compressor ) | Buy external | No |  |  |  | Yes | Yes | Yes |  | Gas Generated | Medical Oxygen | Module Option | PSA oxygen plant with Dual Compressor | Oxygen Flow Capacity | 200 LPM | Type | One Time Repair | Inclusion | Consumables replacement + Damaged/Fauly parts repair or replacement | Excluded Items | Air compressor Screw, Air compressor controller and ZMS
AT • ABSSTEM Technologies LLP | R - 250 LPM | Repair of PSA Oxygen Plant - 250 LPM | After Sales | Repair - PSA Oxygen Plant | SET |  | 18.00 | 316500.00 | Yes | Yes | No |  | finished_good | Repair of PSA Oxygen Plant | Buy external | No |  |  |  | Yes | Yes | Yes |  | Gas Generated | Medical Oxygen | Module Option | PSA oxygen plant with Single Compressor | Oxygen Flow Capacity | 250 LPM | Type | One Time Repair | Inclusion | Consumables replacement + Damaged/Fauly parts repair or replacement | Excluded Items | Air compressor Screw
AT • ABSSTEM Technologies LLP | R - 250 LPM-D | Repair of PSA Oxygen Plant - 250 LPM-D | After Sales | Repair - PSA Oxygen Plant-D | SET |  | 18.00 | 363975.00 | Yes | Yes | No |  | finished_good | Repair of PSA Oxygen Plant ( Dual Compressor ) | Buy external | No |  |  |  | Yes | Yes | Yes |  | Gas Generated | Medical Oxygen | Module Option | PSA oxygen plant with Dual Compressor | Oxygen Flow Capacity | 250 LPM | Type | One Time Repair | Inclusion | Consumables replacement + Damaged/Fauly parts repair or replacement | Excluded Items | Air compressor Screw
AT • ABSSTEM Technologies LLP | R - 300 LPM | Repair of PSA Oxygen Plant - 300 LPM | After Sales | Repair - PSA Oxygen Plant | SET |  | 18.00 | 445800.00 | Yes | Yes | No |  | finished_good | Repair of PSA Oxygen Plant | Buy external | No |  |  |  | Yes | Yes | Yes |  | Gas Generated | Medical Oxygen | Module Option | PSA oxygen plant with Single Compressor | Oxygen Flow Capacity | 300 LPM | Type | One Time Repair | Inclusion | Consumables replacement + Damaged/Fauly parts repair or replacement | Excluded Items | Air compressor Screw
AT • ABSSTEM Technologies LLP | R - 300 LPM-D | Repair of PSA Oxygen Plant - 300 LPM-D | After Sales | Repair - PSA Oxygen Plant-D | SET |  | 18.00 | 512670.00 | Yes | Yes | No |  | finished_good | Repair of PSA Oxygen Plant ( Dual Compressor ) | Buy external | No |  |  |  | Yes | Yes | Yes |  | Gas Generated | Medical Oxygen | Module Option | PSA oxygen plant with Dual Compressor | Oxygen Flow Capacity | 300 LPM | Type | One Time Repair | Inclusion | Consumables replacement + Damaged/Fauly parts repair or replacement | Excluded Items | Air compressor Screw, Air compressor controller and ZMS
AT • ABSSTEM Technologies LLP | R - 400 LPM | Repair of PSA Oxygen Plant - 400 LPM | After Sales | Repair - PSA Oxygen Plant | SET |  | 18.00 | 445800.00 | Yes | Yes | No |  | finished_good | Repair of PSA Oxygen Plant | Buy external | No |  |  |  | Yes | Yes | Yes |  | Gas Generated | Medical Oxygen | Module Option | PSA oxygen plant with Single Compressor | Oxygen Flow Capacity | 400 LPM | Type | One Time Repair | Inclusion | Consumables replacement + Damaged/Fauly parts repair or replacement | Excluded Items | Air compressor Screw
AT • ABSSTEM Technologies LLP | R - 400 LPM-D | Repair of PSA Oxygen Plant - 400 LPM-D | After Sales | Repair - PSA Oxygen Plant-D | SET |  | 18.00 | 512670.00 | Yes | Yes | No |  | finished_good | Repair of PSA Oxygen Plant ( Dual Compressor ) | Buy external | No |  |  |  | Yes | Yes | Yes |  | Gas Generated | Medical Oxygen | Module Option | PSA oxygen plant with Dual Compressor | Oxygen Flow Capacity | 400 LPM | Type | One Time Repair | Inclusion | Consumables replacement + Damaged/Fauly parts repair or replacement | Excluded Items | Air compressor Screw, Air compressor controller and ZMS
AT • ABSSTEM Technologies LLP | R - 50 LPM | Repair of PSA Oxygen Plant - 50 LPM | After Sales | Repair - PSA Oxygen Plant | SET |  | 18.00 | 217100.00 | Yes | Yes | No |  | finished_good | Repair of PSA Oxygen Plant | Buy external | No |  |  |  | Yes | Yes | Yes |  | Gas Generated | Medical Oxygen | Module Option | PSA oxygen plant with Single Compressor | Oxygen Flow Capacity | 50 LPM | Type | One Time Repair | Inclusion | Consumables replacement + Damaged/Fauly parts repair or replacement | Excluded Items | Air compressor Screw, Air compressor controller and ZMS
AT • ABSSTEM Technologies LLP | R - 50 LPM-D | Repair of PSA Oxygen Plant - 50 LPM-D | After Sales | Repair - PSA Oxygen Plant-D | SET |  | 18.00 | 249665.00 | Yes | Yes | No |  | finished_good | Repair of PSA Oxygen Plant ( Dual Compressor ) | Buy external | No |  |  |  | Yes | Yes | Yes |  | Gas Generated | Medical Oxygen | Module Option | PSA oxygen plant with Dual Compressor | Oxygen Flow Capacity | 50 LPM | Type | One Time Repair | Inclusion | Consumables replacement + Damaged/Fauly parts repair or replacement | Excluded Items | Air compressor Screw, Air compressor controller and ZMS
AT • ABSSTEM Technologies LLP | R - 500 LPM | Repair of PSA Oxygen Plant - 500 LPM | After Sales | Repair - PSA Oxygen Plant | SET |  | 18.00 | 542954.00 | Yes | Yes | No |  | finished_good | Repair of PSA Oxygen Plant | Buy external | No |  |  |  | Yes | Yes | Yes |  | Gas Generated | Medical Oxygen | Module Option | PSA oxygen plant with Single Compressor | Oxygen Flow Capacity | 500 LPM | Type | One Time Repair | Inclusion | Consumables replacement + Damaged/Fauly parts repair or replacement | Excluded Items | Air compressor Screw
AT • ABSSTEM Technologies LLP | R - 500 LPM-D | Repair of PSA Oxygen Plant - 500 LPM-D | After Sales | Repair - PSA Oxygen Plant-D | SET |  | 18.00 | 624397.00 | Yes | Yes | No |  | finished_good | Repair of PSA Oxygen Plant ( Dual Compressor ) | Buy external | No |  |  |  | Yes | Yes | Yes |  | Gas Generated | Medical Oxygen | Module Option | PSA oxygen plant with Dual Compressor | Oxygen Flow Capacity | 500 LPM | Type | One Time Repair | Inclusion | Consumables replacement + Damaged/Fauly parts repair or replacement | Excluded Items | Air compressor Screw, Air compressor controller and ZMS
AT • ABSSTEM Technologies LLP | R - 600 LPM | Repair of PSA Oxygen Plant - 600 LPM | After Sales | Repair - PSA Oxygen Plant | SET |  | 18.00 | 713254.00 | Yes | Yes | No |  | finished_good | Repair of PSA Oxygen Plant | Buy external | No |  |  |  | Yes | Yes | Yes |  | Gas Generated | Medical Oxygen | Module Option | PSA oxygen plant with Single Compressor | Oxygen Flow Capacity | 600 LPM | Type | One Time Repair | Inclusion | Consumables replacement + Damaged/Fauly parts repair or replacement | Excluded Items | Air compressor Screw
AT • ABSSTEM Technologies LLP | R - 600 LPM-D | Repair of PSA Oxygen Plant - 600 LPM-D | After Sales | Repair - PSA Oxygen Plant-D | SET |  | 18.00 | 820242.00 | Yes | Yes | No |  | finished_good | Repair of PSA Oxygen Plant ( Dual Compressor ) | Buy external | No |  |  |  | Yes | Yes | Yes |  | Gas Generated | Medical Oxygen | Module Option | PSA oxygen plant with Dual Compressor | Oxygen Flow Capacity | 600 LPM | Type | One Time Repair | Inclusion | Consumables replacement + Damaged/Fauly parts repair or replacement | Excluded Items | Air compressor Screw, Air compressor controller and ZMS
AT • ABSSTEM Technologies LLP | R - 800 LPM | Repair of PSA Oxygen Plant - 800 LPM | After Sales | Repair - PSA Oxygen Plant | SET |  | 18.00 | 786000.00 | Yes | Yes | No |  | finished_good | Repair of PSA Oxygen Plant | Buy external | No |  |  |  | Yes | Yes | Yes |  | Gas Generated | Medical Oxygen | Module Option | PSA oxygen plant with Single Compressor | Oxygen Flow Capacity | 800 LPM | Type | One Time Repair | Inclusion | Consumables replacement + Damaged/Fauly parts repair or replacement | Excluded Items | Air compressor Screw
AT • ABSSTEM Technologies LLP | R - 800 LPM-D | Repair of PSA Oxygen Plant - 800 LPM-D | After Sales | Repair - PSA Oxygen Plant-D | SET |  | 18.00 | 903900.00 | Yes | Yes | No |  | finished_good | Repair of PSA Oxygen Plant ( Dual Compressor ) | Buy external | No |  |  |  | Yes | Yes | Yes |  | Gas Generated | Medical Oxygen | Module Option | PSA oxygen plant with Dual Compressor | Oxygen Flow Capacity | 800 LPM | Type | One Time Repair | Inclusion | Consumables replacement + Damaged/Fauly parts repair or replacement | Excluded Items | Air compressor Screw, Air compressor controller and ZMS
AT • ABSSTEM Technologies LLP | R - GR1 - 100 LPM | Repair - GR1 - 100 LPM | After Sales | R - GR1 - PSAO | Nos | 998719 | 18.00 | 77310.00 | Yes | No | No |  | finished_good | One-Time Repair & Restoration | Buy external | No |  |  |  | Yes | Yes | Yes |  | Equipment Covered | Air Compressor | Scope | Fault diagnosis | repair | spares replacement | Repair Warranty | 6 months on all replaced spares from date of replacement | Mobilisation | Engineer dispatch within 48–72 hours of PO + Advance receipt | Consumables | Included | Exclusions | Compressor Screw & Controller— see Exclusions)
AT • ABSSTEM Technologies LLP | R - GR1 - 1000 LPM | Repair - GR1 - 1000 LPM | After Sales | R - GR1 - PSAO | Nos | 998719 | 18.00 | 323820.00 | Yes | No | No |  | finished_good | One-Time Repair & Restoration | Buy external | No |  |  |  | Yes | Yes | Yes |  | Equipment Covered | Air Compressor | Scope | Fault diagnosis | repair | spares replacement | Repair Warranty | 6 months on all replaced spares from date of replacement | Mobilisation | Engineer dispatch within 48–72 hours of PO + Advance receipt | Consumables | Included | Exclusions | Compressor Screw & Controller— see Exclusions)
AT • ABSSTEM Technologies LLP | R - GR1 - 150 LPM | Repair - GR1 - 150 LPM | After Sales | R - GR1 - PSAO | Nos | 998719 | 18.00 | 81792.00 | Yes | No | No |  | finished_good | One-Time Repair & Restoration | Buy external | No |  |  |  | Yes | Yes | Yes |  | Equipment Covered | Air Compressor | Scope | Fault diagnosis | repair | spares replacement | Repair Warranty | 6 months on all replaced spares from date of replacement | Mobilisation | Engineer dispatch within 48–72 hours of PO + Advance receipt | Consumables | Included | Exclusions | Compressor Screw & Controller— see Exclusions)
AT • ABSSTEM Technologies LLP | R - GR1 - 200 LPM | Repair - GR1 - 200 LPM | After Sales | R - GR1 - PSAO | Nos | 998719 | 18.00 | 99720.00 | Yes | No | No |  | finished_good | One-Time Repair & Restoration | Buy external | No |  |  |  | Yes | Yes | Yes |  | Equipment Covered | Air Compressor | Scope | Fault diagnosis | repair | spares replacement | Repair Warranty | 6 months on all replaced spares from date of replacement | Mobilisation | Engineer dispatch within 48–72 hours of PO + Advance receipt | Consumables | Included | Exclusions | Compressor Screw & Controller— see Exclusions)
AT • ABSSTEM Technologies LLP | R - GR1 - 250 LPM | Repair - GR1 - 250 LPM | After Sales | R - GR1 - PSAO | Nos | 998719 | 18.00 | 99720.00 | Yes | No | No |  | finished_good | One-Time Repair & Restoration | Buy external | No |  |  |  | Yes | Yes | Yes |  | Equipment Covered | Air Compressor | Scope | Fault diagnosis | repair | spares replacement | Repair Warranty | 6 months on all replaced spares from date of replacement | Mobilisation | Engineer dispatch within 48–72 hours of PO + Advance receipt | Consumables | Included | Exclusions | Compressor Screw & Controller— see Exclusions)
AT • ABSSTEM Technologies LLP | R - GR1 - 300 LPM | Repair - GR1 - 300 LPM | After Sales | R - GR1 - PSAO | Nos | 998719 | 18.00 | 122130.00 | Yes | No | No |  | finished_good | One-Time Repair & Restoration | Buy external | No |  |  |  | Yes | Yes | Yes |  | Equipment Covered | Air Compressor | Scope | Fault diagnosis | repair | spares replacement | Repair Warranty | 6 months on all replaced spares from date of replacement | Mobilisation | Engineer dispatch within 48–72 hours of PO + Advance receipt | Consumables | Included | Exclusions | Compressor Screw & Controller— see Exclusions)
AT • ABSSTEM Technologies LLP | R - GR1 - 400 LPM | Repair - GR1 - 400 LPM | After Sales | R - GR1 - PSAO | Nos | 998719 | 18.00 | 144540.00 | Yes | No | No |  | finished_good | One-Time Repair & Restoration | Buy external | No |  |  |  | Yes | Yes | Yes |  | Equipment Covered | Air Compressor | Scope | Fault diagnosis | repair | spares replacement | Repair Warranty | 6 months on all replaced spares from date of replacement | Mobilisation | Engineer dispatch within 48–72 hours of PO + Advance receipt | Consumables | Included | Exclusions | Compressor Screw & Controller— see Exclusions)
AT • ABSSTEM Technologies LLP | R - GR1 - 50 LPM | Repair - GR1 - 50 LPM | After Sales | R - GR1 - PSAO | Nos | 998719 | 18.00 | 68346.00 | Yes | No | No |  | finished_good | One-Time Repair & Restoration | Buy external | No |  |  |  | Yes | Yes | Yes |  | Equipment Covered | Air Compressor | Scope | Fault diagnosis | repair | spares replacement | Repair Warranty | 6 months on all replaced spares from date of replacement | Mobilisation | Engineer dispatch within 48–72 hours of PO + Advance receipt | Consumables | Included | Exclusions | Compressor Screw & Controller— see Exclusions)
AT • ABSSTEM Technologies LLP | R - GR1 - 500 LPM | Repair - GR1 - 500 LPM | After Sales | R - GR1 - PSAO | Nos | 998719 | 18.00 | 166950.00 | Yes | No | No |  | finished_good | One-Time Repair & Restoration | Buy external | No |  |  |  | Yes | Yes | Yes |  | Equipment Covered | Air Compressor | Scope | Fault diagnosis | repair | spares replacement | Repair Warranty | 6 months on all replaced spares from date of replacement | Mobilisation | Engineer dispatch within 48–72 hours of PO + Advance receipt | Consumables | Included | Exclusions | Compressor Screw & Controller— see Exclusions)
AT • ABSSTEM Technologies LLP | R - GR1 - 600 LPM | Repair - GR1 - 600 LPM | After Sales | R - GR1 - PSAO | Nos | 998719 | 18.00 | 200565.00 | Yes | No | No |  | finished_good | One-Time Repair & Restoration | Buy external | No |  |  |  | Yes | Yes | Yes |  | Equipment Covered | Air Compressor | Scope | Fault diagnosis | repair | spares replacement | Repair Warranty | 6 months on all replaced spares from date of replacement | Mobilisation | Engineer dispatch within 48–72 hours of PO + Advance receipt | Consumables | Included | Exclusions | Compressor Screw & Controller— see Exclusions)
AT • ABSSTEM Technologies LLP | R - GR1 - 700 LPM | Repair - GR1 - 700 LPM | After Sales | R - GR1 - PSAO | Nos | 998719 | 18.00 | 256590.00 | Yes | No | No |  | finished_good | One-Time Repair & Restoration | Buy external | No |  |  |  | Yes | Yes | Yes |  | Equipment Covered | Air Compressor | Scope | Fault diagnosis | repair | spares replacement | Repair Warranty | 6 months on all replaced spares from date of replacement | Mobilisation | Engineer dispatch within 48–72 hours of PO + Advance receipt | Consumables | Included | Exclusions | Compressor Screw & Controller— see Exclusions)
AT • ABSSTEM Technologies LLP | R - GR1 - 800 LPM | Repair - GR1 - 800 LPM | After Sales | R - GR1 - PSAO | Nos | 998719 | 18.00 | 256590.00 | Yes | No | No |  | finished_good | One-Time Repair & Restoration | Buy external | No |  |  |  | Yes | Yes | Yes |  | Air Compressor | Scope | Fault diagnosis | repair | spares replacement | performance verification | Repair Warranty | 6 months on all replaced spares from date of replacement | Mobilisation | Engineer dispatch within 48–72 hours of PO + Advance receipt | Consumables | Included | Exclusions | Compressor Screw & Controller— see Exclusions)
AT • ABSSTEM Technologies LLP | R - GR2 - 100 LPM | Repair - GR2 - 100 LPM | After Sales | R - GR2 - PSAO | Nos | 998719 | 18.00 | 113310.00 | Yes | No | No |  | finished_good | One-Time Repair & Restoration | Buy external | No |  |  |  | Yes | Yes | Yes |  | Equipment Covered | Air Compressor + Air Dryer | Scope | Fault diagnosis | repair | spares replacement | Repair Warranty | 6 months on all replaced spares from date of replacement | Mobilisation | Engineer dispatch within 48–72 hours of PO + Advance receipt | Consumables | Included | Exclusions | Compressor Screw & Controller— see Exclusions)
AT • ABSSTEM Technologies LLP | R - GR2 - 1000 LPM | Repair - GR2 - 1000 LPM | After Sales | R - GR2 - PSAO | Nos | 998719 | 18.00 | 386820.00 | Yes | No | No |  | finished_good | One-Time Repair & Restoration | Buy external | No |  |  |  | Yes | Yes | Yes |  | Equipment Covered | Air Compressor + Air Dryer | Scope | Fault diagnosis | repair | spares replacement | Repair Warranty | 6 months on all replaced spares from date of replacement | Mobilisation | Engineer dispatch within 48–72 hours of PO + Advance receipt | Consumables | Included | Exclusions | Compressor Screw & Controller— see Exclusions)
AT • ABSSTEM Technologies LLP | R - GR2 - 150 LPM | Repair - GR2 - 150 LPM | After Sales | R - GR2 - PSAO | Nos | 998719 | 18.00 | 117792.00 | Yes | No | No |  | finished_good | One-Time Repair & Restoration | Buy external | No |  |  |  | Yes | Yes | Yes |  | Equipment Covered | Air Compressor + Air Dryer | Scope | Fault diagnosis | repair | spares replacement | Repair Warranty | 6 months on all replaced spares from date of replacement | Mobilisation | Engineer dispatch within 48–72 hours of PO + Advance receipt | Consumables | Included | Exclusions | Compressor Screw & Controller— see Exclusions)
AT • ABSSTEM Technologies LLP | R - GR2 - 200 LPM | Repair - GR2 - 200 LPM | After Sales | R - GR2 - PSAO | Nos | 998719 | 18.00 | 135720.00 | Yes | No | No |  | finished_good | One-Time Repair & Restoration | Buy external | No |  |  |  | Yes | Yes | Yes |  | Equipment Covered | Air Compressor + Air Dryer | Scope | Fault diagnosis | repair | spares replacement | Repair Warranty | 6 months on all replaced spares from date of replacement | Mobilisation | Engineer dispatch within 48–72 hours of PO + Advance receipt | Consumables | Included | Exclusions | Compressor Screw & Controller— see Exclusions)
AT • ABSSTEM Technologies LLP | R - GR2 - 250 LPM | Repair - GR2 - 250 LPM | After Sales | R - GR2 - PSAO | Nos | 998719 | 18.00 | 135720.00 | Yes | No | No |  | finished_good | One-Time Repair & Restoration | Buy external | No |  |  |  | Yes | Yes | Yes |  | Equipment Covered | Air Compressor + Air Dryer | Scope | Fault diagnosis | repair | spares replacement | Repair Warranty | 6 months on all replaced spares from date of replacement | Mobilisation | Engineer dispatch within 48–72 hours of PO + Advance receipt | Consumables | Included | Exclusions | Compressor Screw & Controller— see Exclusions)
AT • ABSSTEM Technologies LLP | R - GR2 - 300 LPM | Repair - GR2 - 300 LPM | After Sales | R - GR2 - PSAO | Nos | 998719 | 18.00 | 167130.00 | Yes | No | No |  | finished_good | One-Time Repair & Restoration | Buy external | No |  |  |  | Yes | Yes | Yes |  | Equipment Covered | Air Compressor + Air Dryer | Scope | Fault diagnosis | repair | spares replacement | Repair Warranty | 6 months on all replaced spares from date of replacement | Mobilisation | Engineer dispatch within 48–72 hours of PO + Advance receipt | Consumables | Included | Exclusions | Compressor Screw & Controller— see Exclusions)
AT • ABSSTEM Technologies LLP | R - GR2 - 400 LPM | Repair - GR2 - 400 LPM | After Sales | R - GR2 - PSAO | Nos | 998719 | 18.00 | 189540.00 | Yes | No | No |  | finished_good | One-Time Repair & Restoration | Buy external | No |  |  |  | Yes | Yes | Yes |  | Equipment Covered | Air Compressor + Air Dryer | Scope | Fault diagnosis | repair | spares replacement | Repair Warranty | 6 months on all replaced spares from date of replacement | Mobilisation | Engineer dispatch within 48–72 hours of PO + Advance receipt | Consumables | Included | Exclusions | Compressor Screw & Controller— see Exclusions)
AT • ABSSTEM Technologies LLP | R - GR2 - 50 LPM | Repair - GR2 - 50 LPM | After Sales | R - GR2 - PSAO | Nos | 998719 | 18.00 | 104346.00 | Yes | No | No |  | finished_good | One-Time Repair & Restoration | Buy external | No |  |  |  | Yes | Yes | Yes |  | Equipment Covered | Air Compressor + Air Dryer | Scope | Fault diagnosis | repair | spares replacement | Repair Warranty | 6 months on all replaced spares from date of replacement | Mobilisation | Engineer dispatch within 48–72 hours of PO + Advance receipt | Consumables | Included | Exclusions | Compressor Screw & Controller— see Exclusions)
AT • ABSSTEM Technologies LLP | R - GR2 - 500 LPM | Repair - GR2 - 500 LPM | After Sales | R - GR2 - PSAO | Nos | 998719 | 18.00 | 211950.00 | Yes | No | No |  | finished_good | One-Time Repair & Restoration | Buy external | No |  |  |  | Yes | Yes | Yes |  | Equipment Covered | Air Compressor + Air Dryer | Scope | Fault diagnosis | repair | spares replacement | Repair Warranty | 6 months on all replaced spares from date of replacement | Mobilisation | Engineer dispatch within 48–72 hours of PO + Advance receipt | Consumables | Included | Exclusions | Compressor Screw & Controller— see Exclusions)
AT • ABSSTEM Technologies LLP | R - GR2 - 600 LPM | Repair - GR2 - 600 LPM | After Sales | R - GR2 - PSAO | Nos | 998719 | 18.00 | 254565.00 | Yes | No | No |  | finished_good | One-Time Repair & Restoration | Buy external | No |  |  |  | Yes | Yes | Yes |  | Equipment Covered | Air Compressor + Air Dryer | Scope | Fault diagnosis | repair | spares replacement | Repair Warranty | 6 months on all replaced spares from date of replacement | Mobilisation | Engineer dispatch within 48–72 hours of PO + Advance receipt | Consumables | Included | Exclusions | Compressor Screw & Controller— see Exclusions)
AT • ABSSTEM Technologies LLP | R - GR2 - 700 LPM | Repair - GR2 - 700 LPM | After Sales | R - GR2 - PSAO | Nos | 998719 | 18.00 | 310590.00 | Yes | No | No |  | finished_good | One-Time Repair & Restoration | Buy external | No |  |  |  | Yes | Yes | Yes |  | Equipment Covered | Air Compressor + Air Dryer | Scope | Fault diagnosis | repair | spares replacement | Repair Warranty | 6 months on all replaced spares from date of replacement | Mobilisation | Engineer dispatch within 48–72 hours of PO + Advance receipt | Consumables | Included | Exclusions | Compressor Screw & Controller— see Exclusions)
AT • ABSSTEM Technologies LLP | R - GR2 - 800 LPM | Repair - GR2 - 800 LPM | After Sales | R - GR2 - PSAO | Nos | 998719 | 18.00 | 319590.00 | Yes | No | No |  | finished_good | One-Time Repair & Restoration | Buy external | No |  |  |  | Yes | Yes | Yes |  | Equipment Covered | Air Compressor + Air Dryer | Scope | Fault diagnosis | repair | spares replacement | Repair Warranty | 6 months on all replaced spares from date of replacement | Mobilisation | Engineer dispatch within 48–72 hours of PO + Advance receipt | Consumables | Included | Exclusions | Compressor Screw & Controller— see Exclusions)
AT • ABSSTEM Technologies LLP | R - GR3 - 100 LPM | Repair - GR3 - 100 LPM | After Sales | R - GR3 - PSAO | Nos | 998719 | 18.00 | 45900.00 | Yes | No | No |  | finished_good | One-Time Repair & Restoration | Buy external | No |  |  |  | Yes | Yes | Yes |  | Equipment Covered | Air Dryer | Scope | Fault diagnosis | repair | spares replacement | Repair Warranty | 6 months on all replaced spares from date of replacement | Mobilisation | Engineer dispatch within 48–72 hours of PO + Advance receipt | Consumables | Included
AT • ABSSTEM Technologies LLP | R - GR3 - 1000 LPM | Repair - GR3 - 1000 LPM | After Sales | R - GR3 - PSAO | Nos | 998719 | 18.00 | 72900.00 | Yes | No | No |  | finished_good | One-Time Repair & Restoration | Buy external | No |  |  |  | Yes | Yes | Yes |  | Equipment Covered | Air Dryer | Scope | Fault diagnosis | repair | spares replacement | Repair Warranty | 6 months on all replaced spares from date of replacement | Mobilisation | Engineer dispatch within 48–72 hours of PO + Advance receipt | Consumables | Included
AT • ABSSTEM Technologies LLP | R - GR3 - 150 LPM | Repair - GR3 - 150 LPM | After Sales | R - GR3 - PSAO | Nos | 998719 | 18.00 | 45900.00 | Yes | No | No |  | finished_good | One-Time Repair & Restoration | Buy external | No |  |  |  | Yes | Yes | Yes |  | Equipment Covered | Air Dryer | Scope | Fault diagnosis | repair | spares replacement | Repair Warranty | 6 months on all replaced spares from date of replacement | Mobilisation | Engineer dispatch within 48–72 hours of PO + Advance receipt | Consumables | Included
AT • ABSSTEM Technologies LLP | R - GR3 - 200 LPM | Repair - GR3 - 200 LPM | After Sales | R - GR3 - PSAO | Nos | 998719 | 18.00 | 45900.00 | Yes | No | No |  | finished_good | One-Time Repair & Restoration | Buy external | No |  |  |  | Yes | Yes | Yes |  | Equipment Covered | Air Dryer | Scope | Fault diagnosis | repair | spares replacement | Repair Warranty | 6 months on all replaced spares from date of replacement | Mobilisation | Engineer dispatch within 48–72 hours of PO + Advance receipt | Consumables | Included
AT • ABSSTEM Technologies LLP | R - GR3 - 250 LPM | Repair - GR3 - 250 LPM | After Sales | R - GR3 - PSAO | Nos | 998719 | 18.00 | 45900.00 | Yes | No | No |  | finished_good | One-Time Repair & Restoration | Buy external | No |  |  |  | Yes | Yes | Yes |  | Equipment Covered | Air Dryer | Scope | Fault diagnosis | repair | spares replacement | Repair Warranty | 6 months on all replaced spares from date of replacement | Mobilisation | Engineer dispatch within 48–72 hours of PO + Advance receipt | Consumables | Included
AT • ABSSTEM Technologies LLP | R - GR3 - 300 LPM | Repair - GR3 - 300 LPM | After Sales | R - GR3 - PSAO | Nos | 998719 | 18.00 | 54900.00 | Yes | No | No |  | finished_good | One-Time Repair & Restoration | Buy external | No |  |  |  | Yes | Yes | Yes |  | Equipment Covered | Air Dryer | Scope | Fault diagnosis | repair | spares replacement | Repair Warranty | 6 months on all replaced spares from date of replacement | Mobilisation | Engineer dispatch within 48–72 hours of PO + Advance receipt | Consumables | Included
AT • ABSSTEM Technologies LLP | R - GR3 - 400 LPM | Repair - GR3 - 400 LPM | After Sales | R - GR3 - PSAO | Nos | 998719 | 18.00 | 54900.00 | Yes | No | No |  | finished_good | One-Time Repair & Restoration | Buy external | No |  |  |  | Yes | Yes | Yes |  | Equipment Covered | Air Dryer | Scope | Fault diagnosis | repair | spares replacement | Repair Warranty | 6 months on all replaced spares from date of replacement | Mobilisation | Engineer dispatch within 48–72 hours of PO + Advance receipt | Consumables | Included
AT • ABSSTEM Technologies LLP | R - GR3 - 50 LPM | Repair - GR3 - 50 LPM | After Sales | R - GR3 - PSAO | Nos | 998719 | 18.00 | 45900.00 | Yes | No | No |  | finished_good | One-Time Repair & Restoration | Buy external | No |  |  |  | Yes | Yes | Yes |  | Equipment Covered | Air Dryer | Scope | Fault diagnosis | repair | spares replacement | Repair Warranty | 6 months on all replaced spares from date of replacement | Mobilisation | Engineer dispatch within 48–72 hours of PO + Advance receipt | Consumables | Included
AT • ABSSTEM Technologies LLP | R - GR3 - 500 LPM | Repair - GR3 - 500 LPM | After Sales | R - GR3 - PSAO | Nos | 998719 | 18.00 | 54900.00 | Yes | No | No |  | finished_good | One-Time Repair & Restoration | Buy external | No |  |  |  | Yes | Yes | Yes |  | Equipment Covered | Air Dryer | Scope | Fault diagnosis | repair | spares replacement | Repair Warranty | 6 months on all replaced spares from date of replacement | Mobilisation | Engineer dispatch within 48–72 hours of PO + Advance receipt | Consumables | Included
AT • ABSSTEM Technologies LLP | R - GR3 - 600 LPM | Repair - GR3 - 600 LPM | After Sales | R - GR3 - PSAO | Nos | 998719 | 18.00 | 63900.00 | Yes | No | No |  | finished_good | One-Time Repair & Restoration | Buy external | No |  |  |  | Yes | Yes | Yes |  | Equipment Covered | Air Dryer | Scope | Fault diagnosis | repair | spares replacement | Repair Warranty | 6 months on all replaced spares from date of replacement | Mobilisation | Engineer dispatch within 48–72 hours of PO + Advance receipt | Consumables | Included
AT • ABSSTEM Technologies LLP | R - GR3 - 700 LPM | Repair - GR3 - 700 LPM | After Sales | R - GR3 - PSAO | Nos | 998719 | 18.00 | 63900.00 | Yes | No | No |  | finished_good | One-Time Repair & Restoration | Buy external | No |  |  |  | Yes | Yes | Yes |  | Equipment Covered | Air Dryer | Scope | Fault diagnosis | repair | spares replacement | Repair Warranty | 6 months on all replaced spares from date of replacement | Mobilisation | Engineer dispatch within 48–72 hours of PO + Advance receipt | Consumables | Included
AT • ABSSTEM Technologies LLP | R - GR3 - 800 LPM | Repair - GR3 - 800 LPM | After Sales | R - GR3 - PSAO | Nos | 998719 | 18.00 | 72900.00 | Yes | No | No |  | finished_good | One-Time Repair & Restoration | Buy external | No |  |  |  | Yes | Yes | Yes |  | Equipment Covered | Air Dryer | Scope | Fault diagnosis | repair | spares replacement | Repair Warranty | 6 months on all replaced spares from date of replacement | Mobilisation | Engineer dispatch within 48–72 hours of PO + Advance receipt | Consumables | Included
AT • ABSSTEM Technologies LLP | R - GR4 - 100 LPM | Repair - GR4 - 100 LPM | After Sales | R - GR4 - PSAO | Nos | 998719 | 18.00 | 452280.00 | Yes | No | No |  | finished_good | One-Time Repair & Restoration | Buy external | No |  |  |  | Yes | Yes | Yes |  | Equipment Covered | Air compressor + Air Dryer + Air Receiver + PSA Module + Storage Tank + Servo Stabilizer + UPS | Scope | Fault diagnosis | repair | spares replacement | Repair Warranty | 6 months on all replaced spares from date of replacement | Mobilisation | Engineer dispatch within 48–72 hours of PO + Advance receipt | Consumables | Included | Exclusions | Air compressor Screw | Controller | ZMS— see Exclusions
AT • ABSSTEM Technologies LLP | R - GR4 - 1000 LPM | Repair - GR4 - 1000 LPM | After Sales | R - GR4 - PSAO | Nos | 998719 | 18.00 | 852960.00 | Yes | No | No |  | finished_good | One-Time Repair & Restoration | Buy external | No |  |  |  | Yes | Yes | Yes |  | Equipment Covered | Air compressor + Air Dryer + Air Receiver + PSA Module + Storage Tank + Servo Stabilizer + UPS | Scope | Fault diagnosis | repair | spares replacement | Repair Warranty | 6 months on all replaced spares from date of replacement | Mobilisation | Engineer dispatch within 48–72 hours of PO + Advance receipt | Consumables | Included | Exclusions | Air compressor Screw | Controller | ZMS— see Exclusions
AT • ABSSTEM Technologies LLP | R - GR4 - 150 LPM | Repair - GR4 - 150 LPM | After Sales | R - GR4 - PSAO | Nos | 998719 | 18.00 | 458256.00 | Yes | No | No |  | finished_good | One-Time Repair & Restoration | Buy external | No |  |  |  | Yes | Yes | Yes |  | Equipment Covered | Air compressor + Air Dryer + Air Receiver + PSA Module + Storage Tank + Servo Stabilizer + UPS | Scope | Fault diagnosis | repair | spares replacement | Repair Warranty | 6 months on all replaced spares from date of replacement | Mobilisation | Engineer dispatch within 48–72 hours of PO + Advance receipt | Consumables | Included | Exclusions | Air compressor Screw | Controller | ZMS— see Exclusions
AT • ABSSTEM Technologies LLP | R - GR4 - 200 LPM | Repair - GR4 - 200 LPM | After Sales | R - GR4 - PSAO | Nos | 998719 | 18.00 | 486960.00 | Yes | No | No |  | finished_good | One-Time Repair & Restoration | Buy external | No |  |  |  | Yes | Yes | Yes |  | Equipment Covered | Air compressor + Air Dryer + Air Receiver + PSA Module + Storage Tank + Servo Stabilizer + UPS | Scope | Fault diagnosis | repair | spares replacement | Repair Warranty | 6 months on all replaced spares from date of replacement | Mobilisation | Engineer dispatch within 48–72 hours of PO + Advance receipt | Consumables | Included | Exclusions | Air compressor Screw | Controller | ZMS— see Exclusions
AT • ABSSTEM Technologies LLP | R - GR4 - 250 LPM | Repair - GR4 - 250 LPM | After Sales | R - GR4 - PSAO | Nos | 998719 | 18.00 | 494160.00 | Yes | No | No |  | finished_good | One-Time Repair & Restoration | Buy external | No |  |  |  | Yes | Yes | Yes |  | Equipment Covered | Air compressor + Air Dryer + Air Receiver + PSA Module + Storage Tank + Servo Stabilizer + UPS | Scope | Fault diagnosis | repair | spares replacement | Repair Warranty | 6 months on all replaced spares from date of replacement | Mobilisation | Engineer dispatch within 48–72 hours of PO + Advance receipt | Consumables | Included | Exclusions | Air compressor Screw | Controller | ZMS— see Exclusions
AT • ABSSTEM Technologies LLP | R - GR4 - 300 LPM | Repair - GR4 - 300 LPM | After Sales | R - GR4 - PSAO | Nos | 998719 | 18.00 | 524040.00 | Yes | No | No |  | finished_good | One-Time Repair & Restoration | Buy external | No |  |  |  | Yes | Yes | Yes |  | Equipment Covered | Air compressor + Air Dryer + Air Receiver + PSA Module + Storage Tank + Servo Stabilizer + UPS | Scope | Fault diagnosis | repair | spares replacement | Repair Warranty | 6 months on all replaced spares from date of replacement | Mobilisation | Engineer dispatch within 48–72 hours of PO + Advance receipt | Consumables | Included | Exclusions | Air compressor Screw | Controller | ZMS— see Exclusions
AT • ABSSTEM Technologies LLP | R - GR4 - 400 LPM | Repair - GR4 - 400 LPM | After Sales | R - GR4 - PSAO | Nos | 998719 | 18.00 | 565920.00 | Yes | No | No |  | finished_good | One-Time Repair & Restoration | Buy external | No |  |  |  | Yes | Yes | Yes |  | Equipment Covered | Air compressor + Air Dryer + Air Receiver + PSA Module + Storage Tank + Servo Stabilizer + UPS | Scope | Fault diagnosis | repair | spares replacement | Repair Warranty | 6 months on all replaced spares from date of replacement | Mobilisation | Engineer dispatch within 48–72 hours of PO + Advance receipt | Consumables | Included | Exclusions | Air compressor Screw | Controller | ZMS— see Exclusions
AT • ABSSTEM Technologies LLP | R - GR4 - 50 LPM | Repair - GR4 - 50 LPM | After Sales | R - GR4 - PSAO | Nos | 998719 | 18.00 | 387528.00 | Yes | No | No |  | finished_good | One-Time Repair & Restoration | Buy external | No |  |  |  | Yes | Yes | Yes |  | Equipment Covered | Air compressor + Air Dryer + Air Receiver + PSA Module + Storage Tank + Servo Stabilizer + UPS | Scope | Fault diagnosis | repair | spares replacement | Repair Warranty | 6 months on all replaced spares from date of replacement | Mobilisation | Engineer dispatch within 48–72 hours of PO + Advance receipt | Consumables | Included | Exclusions | Air compressor Screw | Controller | ZMS— see Exclusions
AT • ABSSTEM Technologies LLP | R - GR4 - 500 LPM | Repair - GR4 - 500 LPM | After Sales | R - GR4 - PSAO | Nos | 998719 | 18.00 | 595800.00 | Yes | No | No |  | finished_good | One-Time Repair & Restoration | Buy external | No |  |  |  | Yes | Yes | Yes |  | Equipment Covered | Air compressor + Air Dryer + Air Receiver + PSA Module + Storage Tank + Servo Stabilizer + UPS | Scope | Fault diagnosis | repair | spares replacement | Repair Warranty | 6 months on all replaced spares from date of replacement | Mobilisation | Engineer dispatch within 48–72 hours of PO + Advance receipt | Consumables | Included | Exclusions | Air compressor Screw | Controller | ZMS— see Exclusions
AT • ABSSTEM Technologies LLP | R - GR4 - 600 LPM | Repair - GR4 - 600 LPM | After Sales | R - GR4 - PSAO | Nos | 998719 | 18.00 | 652620.00 | Yes | No | No |  | finished_good | One-Time Repair & Restoration | Buy external | No |  |  |  | Yes | Yes | Yes |  | Equipment Covered | Air compressor + Air Dryer + Air Receiver + PSA Module + Storage Tank + Servo Stabilizer + UPS | Scope | Fault diagnosis | repair | spares replacement | Repair Warranty | 6 months on all replaced spares from date of replacement | Mobilisation | Engineer dispatch within 48–72 hours of PO + Advance receipt | Consumables | Included | Exclusions | Air compressor Screw | Controller | ZMS— see Exclusions
AT • ABSSTEM Technologies LLP | R - GR4 - 700 LPM | Repair - GR4 - 700 LPM | After Sales | R - GR4 - PSAO | Nos | 998719 | 18.00 | 727320.00 | Yes | No | No |  | finished_good | One-Time Repair & Restoration | Buy external | No |  |  |  | Yes | Yes | Yes |  | Equipment Covered | Air compressor + Air Dryer + Air Receiver + PSA Module + Storage Tank + Servo Stabilizer + UPS | Scope | Fault diagnosis | repair | spares replacement | Repair Warranty | 6 months on all replaced spares from date of replacement | Mobilisation | Engineer dispatch within 48–72 hours of PO + Advance receipt | Consumables | Included | Exclusions | Air compressor Screw | Controller | ZMS— see Exclusions
AT • ABSSTEM Technologies LLP | R - GR4 - 800 LPM | Repair - GR4 - 800 LPM | After Sales | R - GR4 - PSAO | Nos | 998719 | 18.00 | 751320.00 | Yes | No | No |  | finished_good | One-Time Repair & Restoration | Buy external | No |  |  |  | Yes | Yes | Yes |  | Equipment Covered | Air compressor + Air Dryer + Air Receiver + PSA Module + Storage Tank + Servo Stabilizer + UPS | Scope | Fault diagnosis | repair | spares replacement | Repair Warranty | 6 months on all replaced spares from date of replacement | Mobilisation | Engineer dispatch within 48–72 hours of PO + Advance receipt | Consumables | Included | Exclusions | Air compressor Screw | Controller | ZMS— see Exclusions
AT • ABSSTEM Technologies LLP | R - GR5 - 100 LPM | Repair - GR5 - 100 LPM | After Sales | R - GR5 - PSAO | Nos | 998719 | 18.00 | 36900.00 | Yes | No | No |  | finished_good | One-Time Repair & Restoration | Buy external | No |  |  |  | Yes | Yes | Yes |  | Equipment Covered | Servo Stabilizer only | Scope | Fault diagnosis | repair | spares replacement | Repair Warranty | 6 months on all replaced spares from date of replacement | Mobilisation | Engineer dispatch within 48–72 hours of PO + Advance receipt | Consumables | Included
AT • ABSSTEM Technologies LLP | R - GR5 - 1000 LPM | Repair - GR5 - 1000 LPM | After Sales | R - GR5 - PSAO | Nos | 998719 | 18.00 | 81900.00 | Yes | No | No |  | finished_good | One-Time Repair & Restoration | Buy external | No |  |  |  | Yes | Yes | Yes |  | Equipment Covered | Servo Stabilizer only | Scope | Fault diagnosis | repair | spares replacement | Repair Warranty | 6 months on all replaced spares from date of replacement | Mobilisation | Engineer dispatch within 48–72 hours of PO + Advance receipt | Consumables | Included
AT • ABSSTEM Technologies LLP | R - GR5 - 150 LPM | Repair - GR5 - 150 LPM | After Sales | R - GR5 - PSAO | Nos | 998719 | 18.00 | 41400.00 | Yes | No | No |  | finished_good | One-Time Repair & Restoration | Buy external | No |  |  |  | Yes | Yes | Yes |  | Equipment Covered | Servo Stabilizer only | Scope | Fault diagnosis | repair | spares replacement | Repair Warranty | 6 months on all replaced spares from date of replacement | Mobilisation | Engineer dispatch within 48–72 hours of PO + Advance receipt | Consumables | Included
AT • ABSSTEM Technologies LLP | R - GR5 - 200 LPM | Repair - GR5 - 200 LPM | After Sales | R - GR5 - PSAO | Nos | 998719 | 18.00 | 45900.00 | Yes | No | No |  | finished_good | One-Time Repair & Restoration | Buy external | No |  |  |  | Yes | Yes | Yes |  | Equipment Covered | Servo Stabilizer only | Scope | Fault diagnosis | repair | spares replacement | Repair Warranty | 6 months on all replaced spares from date of replacement | Mobilisation | Engineer dispatch within 48–72 hours of PO + Advance receipt | Consumables | Included
AT • ABSSTEM Technologies LLP | R - GR5 - 250 LPM | Repair - GR5 - 250 LPM | After Sales | R - GR5 - PSAO | Nos | 998719 | 18.00 | 54900.00 | Yes | No | No |  | finished_good | One-Time Repair & Restoration | Buy external | No |  |  |  | Yes | Yes | Yes |  | Equipment Covered | Servo Stabilizer only | Scope | Fault diagnosis | repair | spares replacement | Repair Warranty | 6 months on all replaced spares from date of replacement | Mobilisation | Engineer dispatch within 48–72 hours of PO + Advance receipt | Consumables | Included
AT • ABSSTEM Technologies LLP | R - GR5 - 300 LPM | Repair - GR5 - 300 LPM | After Sales | R - GR5 - PSAO | Nos | 998719 | 18.00 | 54900.00 | Yes | No | No |  | finished_good | One-Time Repair & Restoration | Buy external | No |  |  |  | Yes | Yes | Yes |  | Equipment Covered | Servo Stabilizer only | Scope | Fault diagnosis | repair | spares replacement | Repair Warranty | 6 months on all replaced spares from date of replacement | Mobilisation | Engineer dispatch within 48–72 hours of PO + Advance receipt | Consumables | Included
AT • ABSSTEM Technologies LLP | R - GR5 - 400 LPM | Repair - GR5 - 400 LPM | After Sales | R - GR5 - PSAO | Nos | 998719 | 18.00 | 54900.00 | Yes | No | No |  | finished_good | One-Time Repair & Restoration | Buy external | No |  |  |  | Yes | Yes | Yes |  | Equipment Covered | Servo Stabilizer only | Scope | Fault diagnosis | repair | spares replacement | Repair Warranty | 6 months on all replaced spares from date of replacement | Mobilisation | Engineer dispatch within 48–72 hours of PO + Advance receipt | Consumables | Included
AT • ABSSTEM Technologies LLP | R - GR5 - 50 LPM | Repair - GR5 - 50 LPM | After Sales | R - GR5 - PSAO | Nos | 998719 | 18.00 | 32400.00 | Yes | No | No |  | finished_good | One-Time Repair & Restoration | Buy external | No |  |  |  | Yes | Yes | Yes |  | Equipment Covered | Servo Stabilizer only | Scope | Fault diagnosis | repair | spares replacement | Repair Warranty | 6 months on all replaced spares from date of replacement | Mobilisation | Engineer dispatch within 48–72 hours of PO + Advance receipt | Consumables | Included
AT • ABSSTEM Technologies LLP | R - GR5 - 500 LPM | Repair - GR5 - 500 LPM | After Sales | R - GR5 - PSAO | Nos | 998719 | 18.00 | 63900.00 | Yes | No | No |  | finished_good | One-Time Repair & Restoration | Buy external | No |  |  |  | Yes | Yes | Yes |  | Equipment Covered | Servo Stabilizer only | Scope | Fault diagnosis | repair | spares replacement | Repair Warranty | 6 months on all replaced spares from date of replacement | Mobilisation | Engineer dispatch within 48–72 hours of PO + Advance receipt | Consumables | Included
AT • ABSSTEM Technologies LLP | R - GR5 - 600 LPM | Repair - GR5 - 600 LPM | After Sales | R - GR5 - PSAO | Nos | 998719 | 18.00 | 63900.00 | Yes | No | No |  | finished_good | One-Time Repair & Restoration | Buy external | No |  |  |  | Yes | Yes | Yes |  | Equipment Covered | Servo Stabilizer only | Scope | Fault diagnosis | repair | spares replacement | Repair Warranty | 6 months on all replaced spares from date of replacement | Mobilisation | Engineer dispatch within 48–72 hours of PO + Advance receipt | Consumables | Included
AT • ABSSTEM Technologies LLP | R - GR5 - 700 LPM | Repair - GR5 - 700 LPM | After Sales | R - GR5 - PSAO | Nos | 998719 | 18.00 | 81900.00 | Yes | No | No |  | finished_good | One-Time Repair & Restoration | Buy external | No |  |  |  | Yes | Yes | Yes |  | Equipment Covered | Servo Stabilizer only | Scope | Fault diagnosis | repair | spares replacement | Repair Warranty | 6 months on all replaced spares from date of replacement | Mobilisation | Engineer dispatch within 48–72 hours of PO + Advance receipt | Consumables | Included
AT • ABSSTEM Technologies LLP | R - GR5 - 800 LPM | Repair - GR5 - 800 LPM | After Sales | R - GR5 - PSAO | Nos | 998719 | 18.00 | 81900.00 | Yes | No | No |  | finished_good | One-Time Repair & Restoration | Buy external | No |  |  |  | Yes | Yes | Yes |  | Equipment Covered | Servo Stabilizer only | Scope | Fault diagnosis | repair | spares replacement | Repair Warranty | 6 months on all replaced spares from date of replacement | Mobilisation | Engineer dispatch within 48–72 hours of PO + Advance receipt | Consumables | Included
AT • ABSSTEM Technologies LLP | R - GR6 - 100 LPM | Repair - GR6 - 100 LPM | After Sales | R - GR6 - PSAO | Nos | 998719 | 18.00 | 235300.00 | Yes | No | No |  | finished_good | One-Time Repair & Restoration | Buy external | No |  |  |  | Yes | Yes | Yes |  | Equipment Covered | PSA Module Only | Scope | Fault diagnosis | repair | spares replacement | Repair Warranty | 6 months on all replaced spares from date of replacement | Mobilisation | Engineer dispatch within 48–72 hours of PO + Advance receipt | Consumables | Included | Exclusions | ZMS replacement — see Exclusions
AT • ABSSTEM Technologies LLP | R - GR6 - 1000 LPM | Repair - GR6 - 1000 LPM | After Sales | R - GR6 - PSAO | Nos | 998719 | 18.00 | 409700.00 | Yes | No | No |  | finished_good | One-Time Repair & Restoration | Buy external | No |  |  |  | Yes | Yes | Yes |  | Equipment Covered | PSA Module Only | Scope | Fault diagnosis | repair | spares replacement | Repair Warranty | 6 months on all replaced spares from date of replacement | Mobilisation | Engineer dispatch within 48–72 hours of PO + Advance receipt | Consumables | Included | Exclusions | ZMS replacement — see Exclusions
AT • ABSSTEM Technologies LLP | R - GR6 - 150 LPM | Repair - GR6 - 150 LPM | After Sales | R - GR6 - PSAO | Nos | 998719 | 18.00 | 253400.00 | Yes | No | No |  | finished_good | One-Time Repair & Restoration | Buy external | No |  |  |  | Yes | Yes | Yes |  | Equipment Covered | PSA Module Only | Scope | Fault diagnosis | repair | spares replacement | Repair Warranty | 6 months on all replaced spares from date of replacement | Mobilisation | Engineer dispatch within 48–72 hours of PO + Advance receipt | Consumables | Included | Exclusions | ZMS replacement — see Exclusions
AT • ABSSTEM Technologies LLP | R - GR6 - 200 LPM | Repair - GR6 - 200 LPM | After Sales | R - GR6 - PSAO | Nos | 998719 | 18.00 | 259000.00 | Yes | No | No |  | finished_good | One-Time Repair & Restoration | Buy external | No |  |  |  | Yes | Yes | Yes |  | Equipment Covered | PSA Module Only | Scope | Fault diagnosis | repair | spares replacement | Repair Warranty | 6 months on all replaced spares from date of replacement | Mobilisation | Engineer dispatch within 48–72 hours of PO + Advance receipt | Consumables | Included | Exclusions | ZMS replacement — see Exclusions
AT • ABSSTEM Technologies LLP | R - GR6 - 250 LPM | Repair - GR6 - 250 LPM | After Sales | R - GR6 - PSAO | Nos | 998719 | 18.00 | 286500.00 | Yes | No | No |  | finished_good | One-Time Repair & Restoration | Buy external | No |  |  |  | Yes | Yes | Yes |  | Equipment Covered | PSA Module Only | Scope | Fault diagnosis | repair | spares replacement | Repair Warranty | 6 months on all replaced spares from date of replacement | Mobilisation | Engineer dispatch within 48–72 hours of PO + Advance receipt | Consumables | Included | Exclusions | ZMS replacement — see Exclusions
AT • ABSSTEM Technologies LLP | R - GR6 - 300 LPM | Repair - GR6 - 300 LPM | After Sales | R - GR6 - PSAO | Nos | 998719 | 18.00 | 286500.00 | Yes | No | No |  | finished_good | One-Time Repair & Restoration | Buy external | No |  |  |  | Yes | Yes | Yes |  | Equipment Covered | PSA Module Only | Scope | Fault diagnosis | repair | spares replacement | Repair Warranty | 6 months on all replaced spares from date of replacement | Mobilisation | Engineer dispatch within 48–72 hours of PO + Advance receipt | Consumables | Included | Exclusions | ZMS replacement — see Exclusions
AT • ABSSTEM Technologies LLP | R - GR6 - 400 LPM | Repair - GR6 - 400 LPM | After Sales | R - GR6 - PSAO | Nos | 998719 | 18.00 | 301500.00 | Yes | No | No |  | finished_good | One-Time Repair & Restoration | Buy external | No |  |  |  | Yes | Yes | Yes |  | Equipment Covered | PSA Module Only | Scope | Fault diagnosis | repair | spares replacement | Repair Warranty | 6 months on all replaced spares from date of replacement | Mobilisation | Engineer dispatch within 48–72 hours of PO + Advance receipt | Consumables | Included | Exclusions | ZMS replacement — see Exclusions
AT • ABSSTEM Technologies LLP | R - GR6 - 50 LPM | Repair - GR6 - 50 LPM | After Sales | R - GR6 - PSAO | Nos | 998719 | 18.00 | 164400.00 | Yes | No | No |  | finished_good | One-Time Repair & Restoration | Buy external | No |  |  |  | Yes | Yes | Yes |  | Equipment Covered | PSA Module Only | Scope | Fault diagnosis | repair | spares replacement | Repair Warranty | 6 months on all replaced spares from date of replacement | Mobilisation | Engineer dispatch within 48–72 hours of PO + Advance receipt | Consumables | Included | Exclusions | ZMS replacement — see Exclusions
AT • ABSSTEM Technologies LLP | R - GR6 - 500 LPM | Repair - GR6 - 500 LPM | After Sales | R - GR6 - PSAO | Nos | 998719 | 18.00 | 341700.00 | Yes | No | No |  | finished_good | One-Time Repair & Restoration | Buy external | No |  |  |  | Yes | Yes | Yes |  | Equipment Covered | PSA Module Only | Scope | Fault diagnosis | repair | spares replacement | Repair Warranty | 6 months on all replaced spares from date of replacement | Mobilisation | Engineer dispatch within 48–72 hours of PO + Advance receipt | Consumables | Included | Exclusions | ZMS replacement — see Exclusions
AT • ABSSTEM Technologies LLP | R - GR6 - 600 LPM | Repair - GR6 - 600 LPM | After Sales | R - GR6 - PSAO | Nos | 998719 | 18.00 | 358700.00 | Yes | No | No |  | finished_good | One-Time Repair & Restoration | Buy external | No |  |  |  | Yes | Yes | Yes |  | Equipment Covered | PSA Module Only | Scope | Fault diagnosis | repair | spares replacement | Repair Warranty | 6 months on all replaced spares from date of replacement | Mobilisation | Engineer dispatch within 48–72 hours of PO + Advance receipt | Consumables | Included | Exclusions | ZMS replacement — see Exclusions
AT • ABSSTEM Technologies LLP | R - GR6 - 700 LPM | Repair - GR6 - 700 LPM | After Sales | R - GR6 - PSAO | Nos | 998719 | 18.00 | 358700.00 | Yes | No | No |  | finished_good | One-Time Repair & Restoration | Buy external | No |  |  |  | Yes | Yes | Yes |  | Equipment Covered | PSA Module Only | Scope | Fault diagnosis | repair | spares replacement | Repair Warranty | 6 months on all replaced spares from date of replacement | Mobilisation | Engineer dispatch within 48–72 hours of PO + Advance receipt | Consumables | Included | Exclusions | ZMS replacement — see Exclusions
AT • ABSSTEM Technologies LLP | R - GR6 - 800 LPM | Repair - GR6 - 800 LPM | After Sales | R - GR6 - PSAO | Nos | 998719 | 18.00 | 392700.00 | Yes | No | No |  | finished_good | One-Time Repair & Restoration | Buy external | No |  |  |  | Yes | Yes | Yes |  | Equipment Covered | PSA Module Only | Scope | Fault diagnosis | repair | spares replacement | Repair Warranty | 6 months on all replaced spares from date of replacement | Mobilisation | Engineer dispatch within 48–72 hours of PO + Advance receipt | Consumables | Included | Exclusions | ZMS replacement — see Exclusions
AT • ABSSTEM Technologies LLP | R - GR7 - 100 LPM | Repair - GR7 - 100 LPM | After Sales | R - GR7 - PSAO | Nos | 998719 | 18.00 | 320280.00 | Yes | No | No |  | finished_good | One-Time Repair & Restoration | Buy external | No |  |  |  | Yes | Yes | Yes |  | Equipment Covered | Air Compressor + PSA Module | Scope | Fault diagnosis | repair | spares replacement | Repair Warranty | 6 months on all replaced spares from date of replacement | Mobilisation | Engineer dispatch within 48–72 hours of PO + Advance receipt | Consumables | Included | Exclusions | Air compressor Screw | Controller | ZMS— see Exclusions
AT • ABSSTEM Technologies LLP | R - GR7 - 1000 LPM | Repair - GR7 - 1000 LPM | After Sales | R - GR7 - PSAO | Nos | 998719 | 18.00 | 720960.00 | Yes | No | No |  | finished_good | One-Time Repair & Restoration | Buy external | No |  |  |  | Yes | Yes | Yes |  | Equipment Covered | Air Compressor + PSA Module | Scope | Fault diagnosis | repair | spares replacement | Repair Warranty | 6 months on all replaced spares from date of replacement | Mobilisation | Engineer dispatch within 48–72 hours of PO + Advance receipt | Consumables | Included | Exclusions | Air compressor Screw | Controller | ZMS— see Exclusions
AT • ABSSTEM Technologies LLP | R - GR7 - 150 LPM | Repair - GR7 - 150 LPM | After Sales | R - GR7 - PSAO | Nos | 998719 | 18.00 | 326256.00 | Yes | No | No |  | finished_good | One-Time Repair & Restoration | Buy external | No |  |  |  | Yes | Yes | Yes |  | Equipment Covered | Air Compressor + PSA Module | Scope | Fault diagnosis | repair | spares replacement | Repair Warranty | 6 months on all replaced spares from date of replacement | Mobilisation | Engineer dispatch within 48–72 hours of PO + Advance receipt | Consumables | Included | Exclusions | Air compressor Screw | Controller | ZMS— see Exclusions
AT • ABSSTEM Technologies LLP | R - GR7 - 200 LPM | Repair - GR7 - 200 LPM | After Sales | R - GR7 - PSAO | Nos | 998719 | 18.00 | 354960.00 | Yes | No | No |  | finished_good | One-Time Repair & Restoration | Buy external | No |  |  |  | Yes | Yes | Yes |  | Equipment Covered | Air Compressor + PSA Module | Scope | Fault diagnosis | repair | spares replacement | Repair Warranty | 6 months on all replaced spares from date of replacement | Mobilisation | Engineer dispatch within 48–72 hours of PO + Advance receipt | Consumables | Included | Exclusions | Air compressor Screw | Controller | ZMS— see Exclusions
AT • ABSSTEM Technologies LLP | R - GR7 - 250 LPM | Repair - GR7 - 250 LPM | After Sales | R - GR7 - PSAO | Nos | 998719 | 18.00 | 362160.00 | Yes | No | No |  | finished_good | One-Time Repair & Restoration | Buy external | No |  |  |  | Yes | Yes | Yes |  | Equipment Covered | Air Compressor + PSA Module | Scope | Fault diagnosis | repair | spares replacement | Repair Warranty | 6 months on all replaced spares from date of replacement | Mobilisation | Engineer dispatch within 48–72 hours of PO + Advance receipt | Consumables | Included | Exclusions | Air compressor Screw | Controller | ZMS— see Exclusions
AT • ABSSTEM Technologies LLP | R - GR7 - 300 LPM | Repair - GR7 - 300 LPM | After Sales | R - GR7 - PSAO | Nos | 998719 | 18.00 | 392040.00 | Yes | No | No |  | finished_good | One-Time Repair & Restoration | Buy external | No |  |  |  | Yes | Yes | Yes |  | Equipment Covered | Air Compressor + PSA Module | Scope | Fault diagnosis | repair | spares replacement | Repair Warranty | 6 months on all replaced spares from date of replacement | Mobilisation | Engineer dispatch within 48–72 hours of PO + Advance receipt | Consumables | Included | Exclusions | Air compressor Screw | Controller | ZMS— see Exclusions
AT • ABSSTEM Technologies LLP | R - GR7 - 400 LPM | Repair - GR7 - 400 LPM | After Sales | R - GR7 - PSAO | Nos | 998719 | 18.00 | 433920.00 | Yes | No | No |  | finished_good | One-Time Repair & Restoration | Buy external | No |  |  |  | Yes | Yes | Yes |  | Equipment Covered | Air Compressor + PSA Module | Scope | Fault diagnosis | repair | spares replacement | Repair Warranty | 6 months on all replaced spares from date of replacement | Mobilisation | Engineer dispatch within 48–72 hours of PO + Advance receipt | Consumables | Included | Exclusions | Air compressor Screw | Controller | ZMS— see Exclusions
AT • ABSSTEM Technologies LLP | R - GR7 - 50 LPM | Repair - GR7 - 50 LPM | After Sales | R - GR7 - PSAO | Nos | 998719 | 18.00 | 255528.00 | Yes | No | No |  | finished_good | One-Time Repair & Restoration | Buy external | No |  |  |  | Yes | Yes | Yes |  | Equipment Covered | Air Compressor + PSA Module | Scope | Fault diagnosis | repair | spares replacement | Repair Warranty | 6 months on all replaced spares from date of replacement | Mobilisation | Engineer dispatch within 48–72 hours of PO + Advance receipt | Consumables | Included | Exclusions | Air compressor Screw | Controller | ZMS— see Exclusions
AT • ABSSTEM Technologies LLP | R - GR7 - 500 LPM | Repair - GR7 - 500 LPM | After Sales | R - GR7 - PSAO | Nos | 998719 | 18.00 | 463800.00 | Yes | No | No |  | finished_good | One-Time Repair & Restoration | Buy external | No |  |  |  | Yes | Yes | Yes |  | Equipment Covered | Air Compressor + PSA Module | Scope | Fault diagnosis | repair | spares replacement | Repair Warranty | 6 months on all replaced spares from date of replacement | Mobilisation | Engineer dispatch within 48–72 hours of PO + Advance receipt | Consumables | Included | Exclusions | Air compressor Screw | Controller | ZMS— see Exclusions
AT • ABSSTEM Technologies LLP | R - GR7 - 600 LPM | Repair - GR7 - 600 LPM | After Sales | R - GR7 - PSAO | Nos | 998719 | 18.00 | 520620.00 | Yes | No | No |  | finished_good | One-Time Repair & Restoration | Buy external | No |  |  |  | Yes | Yes | Yes |  | Equipment Covered | Air Compressor + PSA Module | Scope | Fault diagnosis | repair | spares replacement | Repair Warranty | 6 months on all replaced spares from date of replacement | Mobilisation | Engineer dispatch within 48–72 hours of PO + Advance receipt | Consumables | Included | Exclusions | Air compressor Screw | Controller | ZMS— see Exclusions
AT • ABSSTEM Technologies LLP | R - GR7 - 700 LPM | Repair - GR7 - 700 LPM | After Sales | R - GR7 - PSAO | Nos | 998719 | 18.00 | 595320.00 | Yes | No | No |  | finished_good | One-Time Repair & Restoration | Buy external | No |  |  |  | Yes | Yes | Yes |  | Equipment Covered | Air Compressor + PSA Module | Scope | Fault diagnosis | repair | spares replacement | Repair Warranty | 6 months on all replaced spares from date of replacement | Mobilisation | Engineer dispatch within 48–72 hours of PO + Advance receipt | Consumables | Included | Exclusions | Air compressor Screw | Controller | ZMS— see Exclusions
AT • ABSSTEM Technologies LLP | R - GR7 - 800 LPM | Repair - GR7 - 800 LPM | After Sales | R - GR7 - PSAO | Nos | 998719 | 18.00 | 619320.00 | Yes | No | No |  | finished_good | One-Time Repair & Restoration | Buy external | No |  |  |  | Yes | Yes | Yes |  | Equipment Covered | Air Compressor + PSA Module | Scope | Fault diagnosis | repair | spares replacement | Repair Warranty | 6 months on all replaced spares from date of replacement | Mobilisation | Engineer dispatch within 48–72 hours of PO + Advance receipt | Consumables | Included | Exclusions | Air compressor Screw | Controller | ZMS— see Exclusions
AT • ABSSTEM Technologies LLP | R - GR8 - 100 LPM | Repair - GR8 - 100 LPM | After Sales | R - GR8 - PSAO | Nos | 998719 | 18.00 | 380280.00 | Yes | No | No |  | finished_good | One-Time Repair & Restoration | Buy external | No |  |  |  | Yes | Yes | Yes |  | Equipment Covered | Air Compressor + Air Dryer + PSA Module | Scope | Fault diagnosis | repair | spares replacement | Repair Warranty | 6 months on all replaced spares from date of replacement | Mobilisation | Engineer dispatch within 48–72 hours of PO + Advance receipt | Consumables | Included | Exclusions | Air compressor Screw | Controller | ZMS— see Exclusions
AT • ABSSTEM Technologies LLP | R - GR8 - 1000 LPM | Repair - GR8 - 1000 LPM | After Sales | R - GR8 - PSAO | Nos | 998719 | 18.00 | 780960.00 | Yes | No | No |  | finished_good | One-Time Repair & Restoration | Buy external | No |  |  |  | Yes | Yes | Yes |  | Equipment Covered | Air Compressor + Air Dryer + PSA Module | Scope | Fault diagnosis | repair | spares replacement | Repair Warranty | 6 months on all replaced spares from date of replacement | Mobilisation | Engineer dispatch within 48–72 hours of PO + Advance receipt | Consumables | Included | Exclusions | Air compressor Screw | Controller | ZMS— see Exclusions
AT • ABSSTEM Technologies LLP | R - GR8 - 150 LPM | Repair - GR8 - 150 LPM | After Sales | R - GR8 - PSAO | Nos | 998719 | 18.00 | 386256.00 | Yes | No | No |  | finished_good | One-Time Repair & Restoration | Buy external | No |  |  |  | Yes | Yes | Yes |  | Equipment Covered | Air Compressor + Air Dryer + PSA Module | Scope | Fault diagnosis | repair | spares replacement | Repair Warranty | 6 months on all replaced spares from date of replacement | Mobilisation | Engineer dispatch within 48–72 hours of PO + Advance receipt | Consumables | Included | Exclusions | Air compressor Screw | Controller | ZMS— see Exclusions
AT • ABSSTEM Technologies LLP | R - GR8 - 200 LPM | Repair - GR8 - 200 LPM | After Sales | R - GR8 - PSAO | Nos | 998719 | 18.00 | 414960.00 | Yes | No | No |  | finished_good | One-Time Repair & Restoration | Buy external | No |  |  |  | Yes | Yes | Yes |  | Equipment Covered | Air Compressor + Air Dryer + PSA Module | Scope | Fault diagnosis | repair | spares replacement | Repair Warranty | 6 months on all replaced spares from date of replacement | Mobilisation | Engineer dispatch within 48–72 hours of PO + Advance receipt | Consumables | Included | Exclusions | Air compressor Screw | Controller | ZMS— see Exclusions
AT • ABSSTEM Technologies LLP | R - GR8 - 250 LPM | Repair - GR8 - 250 LPM | After Sales | R - GR8 - PSAO | Nos | 998719 | 18.00 | 422160.00 | Yes | No | No |  | finished_good | One-Time Repair & Restoration | Buy external | No |  |  |  | Yes | Yes | Yes |  | Equipment Covered | Air Compressor + Air Dryer + PSA Module | Scope | Fault diagnosis | repair | spares replacement | Repair Warranty | 6 months on all replaced spares from date of replacement | Mobilisation | Engineer dispatch within 48–72 hours of PO + Advance receipt | Consumables | Included | Exclusions | Air compressor Screw | Controller | ZMS— see Exclusions
AT • ABSSTEM Technologies LLP | R - GR8 - 300 LPM | Repair - GR8 - 300 LPM | After Sales | R - GR8 - PSAO | Nos | 998719 | 18.00 | 452040.00 | Yes | No | No |  | finished_good | One-Time Repair & Restoration | Buy external | No |  |  |  | Yes | Yes | Yes |  | Equipment Covered | Air Compressor + Air Dryer + PSA Module | Scope | Fault diagnosis | repair | spares replacement | Repair Warranty | 6 months on all replaced spares from date of replacement | Mobilisation | Engineer dispatch within 48–72 hours of PO + Advance receipt | Consumables | Included | Exclusions | Air compressor Screw | Controller | ZMS— see Exclusions
AT • ABSSTEM Technologies LLP | R - GR8 - 400 LPM | Repair - GR8 - 400 LPM | After Sales | R - GR8 - PSAO | Nos | 998719 | 18.00 | 493920.00 | Yes | No | No |  | finished_good | One-Time Repair & Restoration | Buy external | No |  |  |  | Yes | Yes | Yes |  | Equipment Covered | Air Compressor + Air Dryer + PSA Module | Scope | Fault diagnosis | repair | spares replacement | Repair Warranty | 6 months on all replaced spares from date of replacement | Mobilisation | Engineer dispatch within 48–72 hours of PO + Advance receipt | Consumables | Included | Exclusions | Air compressor Screw | Controller | ZMS— see Exclusions
AT • ABSSTEM Technologies LLP | R - GR8 - 50 LPM | Repair - GR8 - 50 LPM | After Sales | R - GR8 - PSAO | Nos | 998719 | 18.00 | 315528.00 | Yes | No | No |  | finished_good | One-Time Repair & Restoration | Buy external | No |  |  |  | Yes | Yes | Yes |  | Equipment Covered | Air Compressor + Air Dryer + PSA Module | Scope | Fault diagnosis | repair | spares replacement | Repair Warranty | 6 months on all replaced spares from date of replacement | Mobilisation | Engineer dispatch within 48–72 hours of PO + Advance receipt | Consumables | Included | Exclusions | Air compressor Screw | Controller | ZMS— see Exclusions
AT • ABSSTEM Technologies LLP | R - GR8 - 500 LPM | Repair - GR8 - 500 LPM | After Sales | R - GR8 - PSAO | Nos | 998719 | 18.00 | 523800.00 | Yes | No | No |  | finished_good | One-Time Repair & Restoration | Buy external | No |  |  |  | Yes | Yes | Yes |  | Equipment Covered | Air Compressor + Air Dryer + PSA Module | Scope | Fault diagnosis | repair | spares replacement | Repair Warranty | 6 months on all replaced spares from date of replacement | Mobilisation | Engineer dispatch within 48–72 hours of PO + Advance receipt | Consumables | Included | Exclusions | Air compressor Screw | Controller | ZMS— see Exclusions
AT • ABSSTEM Technologies LLP | R - GR8 - 600 LPM | Repair - GR8 - 600 LPM | After Sales | R - GR8 - PSAO | Nos | 998719 | 18.00 | 580620.00 | Yes | No | No |  | finished_good | One-Time Repair & Restoration | Buy external | No |  |  |  | Yes | Yes | Yes |  | Equipment Covered | Air Compressor + Air Dryer + PSA Module | Scope | Fault diagnosis | repair | spares replacement | Repair Warranty | 6 months on all replaced spares from date of replacement | Mobilisation | Engineer dispatch within 48–72 hours of PO + Advance receipt | Consumables | Included | Exclusions | Air compressor Screw | Controller | ZMS— see Exclusions
AT • ABSSTEM Technologies LLP | R - GR8 - 700 LPM | Repair - GR8 - 700 LPM | After Sales | R - GR8 - PSAO | Nos | 998719 | 18.00 | 655320.00 | Yes | No | No |  | finished_good | One-Time Repair & Restoration | Buy external | No |  |  |  | Yes | Yes | Yes |  | Equipment Covered | Air Compressor + Air Dryer + PSA Module | Scope | Fault diagnosis | repair | spares replacement | Repair Warranty | 6 months on all replaced spares from date of replacement | Mobilisation | Engineer dispatch within 48–72 hours of PO + Advance receipt | Consumables | Included | Exclusions | Air compressor Screw | Controller | ZMS— see Exclusions
AT • ABSSTEM Technologies LLP | R - GR8 - 800 LPM | Repair - GR8 - 800 LPM | After Sales | R - GR8 - PSAO | Nos | 998719 | 18.00 | 679320.00 | Yes | No | No |  | finished_good | One-Time Repair & Restoration | Buy external | No |  |  |  | Yes | Yes | Yes |  | Equipment Covered | Air Compressor + Air Dryer + PSA Module | Scope | Fault diagnosis | repair | spares replacement | Repair Warranty | 6 months on all replaced spares from date of replacement | Mobilisation | Engineer dispatch within 48–72 hours of PO + Advance receipt | Consumables | Included | Exclusions | Air compressor Screw | Controller | ZMS— see Exclusions
AT • ABSSTEM Technologies LLP | R-ACC - 100 LPM | Air Compressor Controller- 100 LPM | After Sales | Repair - PSA Oxygen Plant-Spare | Nos | 8531 | 18.00 | 75000.00 | Yes | Yes | No |  | finished_good | Air Compressor Controller | Buy external | No |  |  |  | Yes | Yes | Yes
AT • ABSSTEM Technologies LLP | R-ACC - 1000 LPM | Air Compressor Controller- 1000 LPM | After Sales | Repair - PSA Oxygen Plant-Spare | Nos | 8531 | 18.00 | 150000.00 | Yes | Yes | No |  | finished_good | Air Compressor Controller | Buy external | No |  |  |  | Yes | Yes | Yes
AT • ABSSTEM Technologies LLP | R-ACC - 150 LPM | Air Compressor Controller- 150 LPM | After Sales | Repair - PSA Oxygen Plant-Spare | Nos | 8531 | 18.00 | 75000.00 | Yes | Yes | No |  | finished_good | Air Compressor Controller | Buy external | No |  |  |  | Yes | Yes | Yes
AT • ABSSTEM Technologies LLP | R-ACC - 200 LPM | Air Compressor Controller- 200 LPM | After Sales | Repair - PSA Oxygen Plant-Spare | Nos | 8531 | 18.00 | 75000.00 | Yes | Yes | No |  | finished_good | Air Compressor Controller | Buy external | No |  |  |  | Yes | Yes | Yes
AT • ABSSTEM Technologies LLP | R-ACC - 250 LPM | Air Compressor Controller- 250 LPM | After Sales | Repair - PSA Oxygen Plant-Spare | Nos | 8531 | 18.00 | 75000.00 | Yes | Yes | No |  | finished_good | Air Compressor Controller | Buy external | No |  |  |  | Yes | Yes | Yes
AT • ABSSTEM Technologies LLP | R-ACC - 300 LPM | Air Compressor Controller- 300 LPM | After Sales | Repair - PSA Oxygen Plant-Spare | Nos | 8531 | 18.00 | 125000.00 | Yes | Yes | No |  | finished_good | Air Compressor Controller | Buy external | No |  |  |  | Yes | Yes | Yes
AT • ABSSTEM Technologies LLP | R-ACC - 400 LPM | Air Compressor Controller- 400 LPM | After Sales | Repair - PSA Oxygen Plant-Spare | Nos | 8531 | 18.00 | 125000.00 | Yes | Yes | No |  | finished_good | Air Compressor Controller | Buy external | No |  |  |  | Yes | Yes | Yes
AT • ABSSTEM Technologies LLP | R-ACC - 50 LPM | Air Compressor Controller- 50 LPM | After Sales | Repair - PSA Oxygen Plant-Spare | Nos | 8531 | 18.00 | 75000.00 | Yes | Yes | No |  | finished_good | Air Compressor Controller | Buy external | No |  |  |  | Yes | Yes | Yes
AT • ABSSTEM Technologies LLP | R-ACC - 500 LPM | Air Compressor Controller- 500 LPM | After Sales | Repair - PSA Oxygen Plant-Spare | Nos | 8531 | 18.00 | 125000.00 | Yes | Yes | No |  | finished_good | Air Compressor Controller | Buy external | No |  |  |  | Yes | Yes | Yes
AT • ABSSTEM Technologies LLP | R-ACC - 600 LPM | Air Compressor Controller- 600 LPM | After Sales | Repair - PSA Oxygen Plant-Spare | Nos | 8531 | 18.00 | 150000.00 | Yes | Yes | No |  | finished_good | Air Compressor Controller | Buy external | No |  |  |  | Yes | Yes | Yes
AT • ABSSTEM Technologies LLP | R-ACC - 800 LPM | Air Compressor Controller- 800 LPM | After Sales | Repair - PSA Oxygen Plant-Spare | Nos | 8531 | 18.00 | 150000.00 | Yes | Yes | No |  | finished_good | Air Compressor Controller | Buy external | No |  |  |  | Yes | Yes | Yes
AT • ABSSTEM Technologies LLP | R-ACS - 100 LPM | Air Compressor Screw- 100 LPM | After Sales | Repair - PSA Oxygen Plant-Spare | Nos |  | 18.00 | 300000.00 | Yes | Yes | No |  | finished_good | Air Compressor Screw | Buy external | No |  |  |  | Yes | Yes | Yes
AT • ABSSTEM Technologies LLP | R-ACS - 1000 LPM | Air Compressor Screw- 1000 LPM | After Sales | Repair - PSA Oxygen Plant-Spare | Nos |  | 18.00 | 1700000.00 | Yes | Yes | No |  | finished_good | Air Compressor Screw | Buy external | No |  |  |  | Yes | Yes | Yes
AT • ABSSTEM Technologies LLP | R-ACS - 150 LPM | Air Compressor Screw- 150 LPM | After Sales | Repair - PSA Oxygen Plant-Spare | Nos |  | 18.00 | 350000.00 | Yes | Yes | No |  | finished_good | Air Compressor Screw | Buy external | No |  |  |  | Yes | Yes | Yes
AT • ABSSTEM Technologies LLP | R-ACS - 200 LPM | Air Compressor Screw- 200 LPM | After Sales | Repair - PSA Oxygen Plant-Spare | Nos |  | 18.00 | 350000.00 | Yes | Yes | No |  | finished_good | Air Compressor Screw | Buy external | No |  |  |  | Yes | Yes | Yes
AT • ABSSTEM Technologies LLP | R-ACS - 250 LPM | Air Compressor Screw- 250 LPM | After Sales | Repair - PSA Oxygen Plant-Spare | Nos |  | 18.00 | 350000.00 | Yes | Yes | No |  | finished_good | Air Compressor Screw | Buy external | No |  |  |  | Yes | Yes | Yes
AT • ABSSTEM Technologies LLP | R-ACS - 300 LPM | Air Compressor Screw- 300 LPM | After Sales | Repair - PSA Oxygen Plant-Spare | Nos |  | 18.00 | 500000.00 | Yes | Yes | No |  | finished_good | Air Compressor Screw | Buy external | No |  |  |  | Yes | Yes | Yes
AT • ABSSTEM Technologies LLP | R-ACS - 400 LPM | Air Compressor Screw- 400 LPM | After Sales | Repair - PSA Oxygen Plant-Spare | Nos |  | 18.00 | 500000.00 | Yes | Yes | No |  | finished_good | Air Compressor Screw | Buy external | No |  |  |  | Yes | Yes | Yes
AT • ABSSTEM Technologies LLP | R-ACS - 50 LPM | Air Compressor Screw- 50 LPM | After Sales | Repair - PSA Oxygen Plant-Spare | Nos |  | 18.00 | 200000.00 | Yes | Yes | No |  | finished_good | Air Compressor Screw | Buy external | No |  |  |  | Yes | Yes | Yes
AT • ABSSTEM Technologies LLP | R-ACS - 500 LPM | Air Compressor Screw- 500 LPM | After Sales | Repair - PSA Oxygen Plant-Spare | Nos |  | 18.00 | 500000.00 | Yes | Yes | No |  | finished_good | Air Compressor Screw | Buy external | No |  |  |  | Yes | Yes | Yes
AT • ABSSTEM Technologies LLP | R-ACS - 600 LPM | Air Compressor Screw- 600 LPM | After Sales | Repair - PSA Oxygen Plant-Spare | Nos |  | 18.00 | 1400000.00 | Yes | Yes | No |  | finished_good | Air Compressor Screw | Buy external | No |  |  |  | Yes | Yes | Yes
AT • ABSSTEM Technologies LLP | R-ACS - 800 LPM | Air Compressor Screw- 800 LPM | After Sales | Repair - PSA Oxygen Plant-Spare | Nos |  | 18.00 | 1700000.00 | Yes | Yes | No |  | finished_good | Air Compressor Screw | Buy external | No |  |  |  | Yes | Yes | Yes
AT • ABSSTEM Technologies LLP | R-ZMS - 100 LPM | Repair of PSA Oxygen Plant with ZMS replacement - 100 LPM | After Sales | Repair - PSA Oxygen Plant- ZMS Replacement | SET |  | 18.00 | 773100.00 | Yes | Yes | No |  | finished_good | Repair of PSA Oxygen Plant with ZMS replacement | Buy external | No |  |  |  | Yes | Yes | Yes |  | Gas Generated | Medical Oxygen | Module Option | PSA oxygen plant with Single Compressor | Oxygen Flow Capacity | 100 LPM | Type | One Time Repair | Inclusion | Consumables replacement + Damaged/Fauly parts repair or replacement + ZMS replacement | Excluded Items | Air compressor Screw and Air compressor controller | ZMS warranty | 10 Years ( if PSA oxygen plant is covered under CMC with absstem)
AT • ABSSTEM Technologies LLP | R-ZMS - 100 LPM-D | Repair of PSA Oxygen Plant with ZMS replacement - 100 LPM-D | After Sales | Repair - PSA Oxygen Plant- ZMS Replacement-D | SET |  | 18.00 | 809865.00 | Yes | Yes | No |  | finished_good | Repair of PSA Oxygen Plant ( Dual Compressor ) with ZMS replacement | Buy external | No |  |  |  | Yes | Yes | Yes |  | Gas Generated | Medical Oxygen | Module Option | PSA oxygen plant with Dual Compressor | Oxygen Flow Capacity | 100 LPM | Type | One Time Repair | Inclusion | Consumables replacement + Damaged/Fauly parts repair or replacement + ZMS replacement | Excluded Items | Air compressor Screw and Air compressor controller | ZMS warranty | 10 Years ( if PSA oxygen plant is covered under CMC with absstem)
AT • ABSSTEM Technologies LLP | R-ZMS - 1000 LPM | Repair of PSA Oxygen Plant with ZMS replacement - 1000 LPM | After Sales | Repair - PSA Oxygen Plant- ZMS Replacement | SET |  | 18.00 | 3327000.00 | Yes | Yes | No |  | finished_good | Repair of PSA Oxygen Plant with ZMS replacement | Buy external | No |  |  |  | Yes | Yes | Yes |  | Gas Generated | Medical Oxygen | Module Option | PSA oxygen plant with Single Compressor | Oxygen Flow Capacity | 1000 LPM | Type | One Time Repair | Inclusion | Consumables replacement + Damaged/Fauly parts repair or replacement + ZMS replacement | Excluded Items | Air compressor Screw and Air compressor controller | ZMS warranty | 10 Years ( if PSA oxygen plant is covered under CMC with absstem)
AT • ABSSTEM Technologies LLP | R-ZMS - 1000 LPM-D | Repair of PSA Oxygen Plant with ZMS replacement - 1000 LPM-D | After Sales | Repair - PSA Oxygen Plant- ZMS Replacement-D | SET |  | 18.00 | 3444900.00 | Yes | Yes | No |  | finished_good | Repair of PSA Oxygen Plant ( Dual Compressor ) with ZMS replacement | Buy external | No |  |  |  | Yes | Yes | Yes |  | Gas Generated | Medical Oxygen | Module Option | PSA oxygen plant with Dual Compressor | Oxygen Flow Capacity | 1000 LPM | Type | One Time Repair | Inclusion | Consumables replacement + Damaged/Fauly parts repair or replacement + ZMS replacement | Excluded Items | Air compressor Screw and Air compressor controller | ZMS warranty | 10 Years ( if PSA oxygen plant is covered under CMC with absstem)
AT • ABSSTEM Technologies LLP | R-ZMS - 150 LPM | Repair of PSA Oxygen Plant with ZMS replacement - 150 LPM | After Sales | Repair - PSA Oxygen Plant- ZMS Replacement | SET |  | 18.00 | 929800.00 | Yes | Yes | No |  | finished_good | Repair of PSA Oxygen Plant with ZMS replacement | Buy external | No |  |  |  | Yes | Yes | Yes |  | Gas Generated | Medical Oxygen | Module Option | PSA oxygen plant with Single Compressor | Oxygen Flow Capacity | 150 LPM | Type | One Time Repair | Inclusion | Consumables replacement + Damaged/Fauly parts repair or replacement + ZMS replacement | Excluded Items | Air compressor Screw and Air compressor controller | ZMS warranty | 10 Years ( if PSA oxygen plant is covered under CMC with absstem)
AT • ABSSTEM Technologies LLP | R-ZMS - 150 LPM-D | Repair of PSA Oxygen Plant with ZMS replacement - 150 LPM-D | After Sales | Repair - PSA Oxygen Plant- ZMS Replacement-D | SET |  | 18.00 | 974395.00 | Yes | Yes | No |  | finished_good | Repair of PSA Oxygen Plant ( Dual Compressor ) with ZMS replacement | Buy external | No |  |  |  | Yes | Yes | Yes |  | Gas Generated | Medical Oxygen | Module Option | PSA oxygen plant with Dual Compressor | Oxygen Flow Capacity | 150 LPM | Type | One Time Repair | Inclusion | Consumables replacement + Damaged/Fauly parts repair or replacement + ZMS replacement | Excluded Items | Air compressor Screw and Air compressor controller | ZMS warranty | 10 Years ( if PSA oxygen plant is covered under CMC with absstem)
AT • ABSSTEM Technologies LLP | R-ZMS - 200 LPM | Repair of PSA Oxygen Plant with ZMS replacement - 200 LPM | After Sales | Repair - PSA Oxygen Plant- ZMS Replacement | SET |  | 18.00 | 1084300.00 | Yes | Yes | No |  | finished_good | Repair of PSA Oxygen Plant with ZMS replacement | Buy external | No |  |  |  | Yes | Yes | Yes |  | Gas Generated | Medical Oxygen | Module Option | PSA oxygen plant with Single Compressor | Oxygen Flow Capacity | 200 LPM | Type | One Time Repair | Inclusion | Consumables replacement + Damaged/Fauly parts repair or replacement + ZMS replacement | Excluded Items | Air compressor Screw and Air compressor controller | ZMS warranty | 10 Years ( if PSA oxygen plant is covered under CMC with absstem)
AT • ABSSTEM Technologies LLP | R-ZMS - 200 LPM-D | Repair of PSA Oxygen Plant with ZMS replacement - 200 LPM-D | After Sales | Repair - PSA Oxygen Plant- ZMS Replacement-D | SET |  | 18.00 | 1131775.00 | Yes | Yes | No |  | finished_good | Repair of PSA Oxygen Plant ( Dual Compressor ) with ZMS replacement | Buy external | No |  |  |  | Yes | Yes | Yes |  | Gas Generated | Medical Oxygen | Module Option | PSA oxygen plant with Dual Compressor | Oxygen Flow Capacity | 200 LPM | Type | One Time Repair | Inclusion | Consumables replacement + Damaged/Fauly parts repair or replacement + ZMS replacement | Excluded Items | Air compressor Screw and Air compressor controller | ZMS warranty | 10 Years ( if PSA oxygen plant is covered under CMC with absstem)
AT • ABSSTEM Technologies LLP | R-ZMS - 250 LPM | Repair of PSA Oxygen Plant with ZMS replacement - 250 LPM | After Sales | Repair - PSA Oxygen Plant- ZMS Replacement | SET |  | 18.00 | 1209700.00 | Yes | Yes | No |  | finished_good | Repair of PSA Oxygen Plant with ZMS replacement | Buy external | No |  |  |  | Yes | Yes | Yes |  | Gas Generated | Medical Oxygen | Module Option | PSA oxygen plant with Single Compressor | Oxygen Flow Capacity | 250 LPM | Type | One Time Repair | Inclusion | Consumables replacement + Damaged/Fauly parts repair or replacement + ZMS replacement | Excluded Items | Air compressor Screw and Air compressor controller | ZMS warranty | 10 Years ( if PSA oxygen plant is covered under CMC with absstem)
AT • ABSSTEM Technologies LLP | R-ZMS - 250 LPM-D | Repair of PSA Oxygen Plant with ZMS replacement - 250 LPM-D | After Sales | Repair - PSA Oxygen Plant- ZMS Replacement-D | SET |  | 18.00 | 1257175.00 | Yes | Yes | No |  | finished_good | Repair of PSA Oxygen Plant ( Dual Compressor ) with ZMS replacement | Buy external | No |  |  |  | Yes | Yes | Yes |  | Gas Generated | Medical Oxygen | Module Option | PSA oxygen plant with Dual Compressor | Oxygen Flow Capacity | 250 LPM | Type | One Time Repair | Inclusion | Consumables replacement + Damaged/Fauly parts repair or replacement + ZMS replacement | Excluded Items | Air compressor Screw and Air compressor controller | ZMS warranty | 10 Years ( if PSA oxygen plant is covered under CMC with absstem)
AT • ABSSTEM Technologies LLP | R-ZMS - 300 LPM | Repair of PSA Oxygen Plant with ZMS replacement - 300 LPM | After Sales | Repair - PSA Oxygen Plant- ZMS Replacement | SET |  | 18.00 | 1518300.00 | Yes | Yes | No |  | finished_good | Repair of PSA Oxygen Plant with ZMS replacement | Buy external | No |  |  |  | Yes | Yes | Yes |  | Gas Generated | Medical Oxygen | Module Option | PSA oxygen plant with Single Compressor | Oxygen Flow Capacity | 300 LPM | Type | One Time Repair | Inclusion | Consumables replacement + Damaged/Fauly parts repair or replacement + ZMS replacement | Excluded Items | Air compressor Screw and Air compressor controller | ZMS warranty | 10 Years ( if PSA oxygen plant is covered under CMC with absstem)
AT • ABSSTEM Technologies LLP | R-ZMS - 300 LPM-D | Repair of PSA Oxygen Plant with ZMS replacement - 300 LPM-D | After Sales | Repair - PSA Oxygen Plant- ZMS Replacement-D | SET |  | 18.00 | 1585170.00 | Yes | Yes | No |  | finished_good | Repair of PSA Oxygen Plant ( Dual Compressor ) with ZMS replacement | Buy external | No |  |  |  | Yes | Yes | Yes |  | Gas Generated | Medical Oxygen | Module Option | PSA oxygen plant with Dual Compressor | Oxygen Flow Capacity | 300 LPM | Type | One Time Repair | Inclusion | Consumables replacement + Damaged/Fauly parts repair or replacement + ZMS replacement | Excluded Items | Air compressor Screw and Air compressor controller | ZMS warranty | 10 Years ( if PSA oxygen plant is covered under CMC with absstem)
AT • ABSSTEM Technologies LLP | R-ZMS - 400 LPM | Repair of PSA Oxygen Plant with ZMS replacement - 400 LPM | After Sales | Repair - PSA Oxygen Plant- ZMS Replacement | SET |  | 18.00 | 1623900.00 | Yes | Yes | No |  | finished_good | Repair of PSA Oxygen Plant with ZMS replacement | Buy external | No |  |  |  | Yes | Yes | Yes |  | Gas Generated | Medical Oxygen | Module Option | PSA oxygen plant with Single Compressor | Oxygen Flow Capacity | 400 LPM | Type | One Time Repair | Inclusion | Consumables replacement + Damaged/Fauly parts repair or replacement + ZMS replacement | Excluded Items | Air compressor Screw and Air compressor controller | ZMS warranty | 10 Years ( if PSA oxygen plant is covered under CMC with absstem)
AT • ABSSTEM Technologies LLP | R-ZMS - 400 LPM-D | Repair of PSA Oxygen Plant with ZMS replacement - 400 LPM-D | After Sales | Repair - PSA Oxygen Plant- ZMS Replacement-D | SET |  | 18.00 | 1690770.00 | Yes | Yes | No |  | finished_good | Repair of PSA Oxygen Plant ( Dual Compressor ) with ZMS replacement | Buy external | No |  |  |  | Yes | Yes | Yes |  | Gas Generated | Medical Oxygen | Module Option | PSA oxygen plant with Dual Compressor | Oxygen Flow Capacity | 400 LPM | Type | One Time Repair | Inclusion | Consumables replacement + Damaged/Fauly parts repair or replacement + ZMS replacement | Excluded Items | Air compressor Screw and Air compressor controller | ZMS warranty | 10 Years ( if PSA oxygen plant is covered under CMC with absstem)
AT • ABSSTEM Technologies LLP | R-ZMS - 50 LPM | Repair of PSA Oxygen Plant with ZMS replacement - 50 LPM | After Sales | Repair - PSA Oxygen Plant- ZMS Replacement | SET |  | 18.00 | 558100.00 | Yes | Yes | No |  | finished_good | Repair of PSA Oxygen Plant with ZMS replacement | Buy external | No |  |  |  | Yes | Yes | Yes |  | Gas Generated | Medical Oxygen | Module Option | PSA oxygen plant with Single Compressor | Oxygen Flow Capacity | 50 LPM | Type | One Time Repair | Inclusion | Consumables replacement + Damaged/Fauly parts repair or replacement + ZMS replacement | Excluded Items | Air compressor Screw and Air compressor controller | ZMS warranty | 10 Years ( if PSA oxygen plant is covered under CMC with absstem)
AT • ABSSTEM Technologies LLP | R-ZMS - 50 LPM-D | Repair of PSA Oxygen Plant with ZMS replacement - 50 LPM-D | After Sales | Repair - PSA Oxygen Plant- ZMS Replacement-D | SET |  | 18.00 | 590665.00 | Yes | Yes | No |  | finished_good | Repair of PSA Oxygen Plant ( Dual Compressor ) with ZMS replacement | Buy external | No |  |  |  | Yes | Yes | Yes |  | Gas Generated | Medical Oxygen | Module Option | PSA oxygen plant with Dual Compressor | Oxygen Flow Capacity | 50 LPM | Type | One Time Repair | Inclusion | Consumables replacement + Damaged/Fauly parts repair or replacement + ZMS replacement | Excluded Items | Air compressor Screw and Air compressor controller | ZMS warranty | 10 Years ( if PSA oxygen plant is covered under CMC with absstem)
AT • ABSSTEM Technologies LLP | R-ZMS - 500 LPM | Repair of PSA Oxygen Plant with ZMS replacement - 500 LPM | After Sales | Repair - PSA Oxygen Plant- ZMS Replacement | SET |  | 18.00 | 2040054.00 | Yes | Yes | No |  | finished_good | Repair of PSA Oxygen Plant with ZMS replacement | Buy external | No |  |  |  | Yes | Yes | Yes |  | Gas Generated | Medical Oxygen | Module Option | PSA oxygen plant with Single Compressor | Oxygen Flow Capacity | 500 LPM | Type | One Time Repair | Inclusion | Consumables replacement + Damaged/Fauly parts repair or replacement + ZMS replacement | Excluded Items | Air compressor Screw and Air compressor controller | ZMS warranty | 10 Years ( if PSA oxygen plant is covered under CMC with absstem)
AT • ABSSTEM Technologies LLP | R-ZMS - 500 LPM-D | Repair of PSA Oxygen Plant with ZMS replacement - 500 LPM-D | After Sales | Repair - PSA Oxygen Plant- ZMS Replacement-D | SET |  | 18.00 | 2121497.00 | Yes | Yes | No |  | finished_good | Repair of PSA Oxygen Plant ( Dual Compressor ) with ZMS replacement | Buy external | No |  |  |  | Yes | Yes | Yes |  | Gas Generated | Medical Oxygen | Module Option | PSA oxygen plant with Dual Compressor | Oxygen Flow Capacity | 500 LPM | Type | One Time Repair | Inclusion | Consumables replacement + Damaged/Fauly parts repair or replacement + ZMS replacement | Excluded Items | Air compressor Screw and Air compressor controller | ZMS warranty | 10 Years ( if PSA oxygen plant is covered under CMC with absstem)
AT • ABSSTEM Technologies LLP | R-ZMS - 600 LPM | Repair of PSA Oxygen Plant with ZMS replacement - 600 LPM | After Sales | Repair - PSA Oxygen Plant- ZMS Replacement | SET |  | 18.00 | 2400654.00 | Yes | Yes | No |  | finished_good | Repair of PSA Oxygen Plant with ZMS replacement | Buy external | No |  |  |  | Yes | Yes | Yes |  | Gas Generated | Medical Oxygen | Module Option | PSA oxygen plant with Single Compressor | Oxygen Flow Capacity | 600 LPM | Type | One Time Repair | Inclusion | Consumables replacement + Damaged/Fauly parts repair or replacement + ZMS replacement | Excluded Items | Air compressor Screw and Air compressor controller | ZMS warranty | 10 Years ( if PSA oxygen plant is covered under CMC with absstem)
AT • ABSSTEM Technologies LLP | R-ZMS - 600 LPM-D | Repair of PSA Oxygen Plant with ZMS replacement - 600 LPM-D | After Sales | Repair - PSA Oxygen Plant- ZMS Replacement-D | SET |  | 18.00 | 2507642.00 | Yes | Yes | No |  | finished_good | Repair of PSA Oxygen Plant ( Dual Compressor ) with ZMS replacement | Buy external | No |  |  |  | Yes | Yes | Yes |  | Gas Generated | Medical Oxygen | Module Option | PSA oxygen plant with Dual Compressor | Oxygen Flow Capacity | 600 LPM | Type | One Time Repair | Inclusion | Consumables replacement + Damaged/Fauly parts repair or replacement + ZMS replacement | Excluded Items | Air compressor Screw and Air compressor controller | ZMS warranty | 10 Years ( if PSA oxygen plant is covered under CMC with absstem)
AT • ABSSTEM Technologies LLP | R-ZMS - 800 LPM | Repair of PSA Oxygen Plant with ZMS replacement - 800 LPM | After Sales | Repair - PSA Oxygen Plant- ZMS Replacement | SET |  | 18.00 | 3069897.00 | Yes | Yes | No |  | finished_good | Repair of PSA Oxygen Plant with ZMS replacement | Buy external | No |  |  |  | Yes | Yes | Yes |  | Gas Generated | Medical Oxygen | Module Option | PSA oxygen plant with Single Compressor | Oxygen Flow Capacity | 800 LPM | Type | One Time Repair | Inclusion | Consumables replacement + Damaged/Fauly parts repair or replacement + ZMS replacement | Excluded Items | Air compressor Screw and Air compressor controller | ZMS warranty | 10 Years ( if PSA oxygen plant is covered under CMC with absstem)
AT • ABSSTEM Technologies LLP | R-ZMS - 800 LPM-D | Repair of PSA Oxygen Plant with ZMS replacement - 800 LPM-D | After Sales | Repair - PSA Oxygen Plant- ZMS Replacement-D | SET |  | 18.00 | 3187797.00 | Yes | Yes | No |  | finished_good | Repair of PSA Oxygen Plant ( Dual Compressor ) with ZMS replacement | Buy external | No |  |  |  | Yes | Yes | Yes |  | Gas Generated | Medical Oxygen | Module Option | PSA oxygen plant with Dual Compressor | Oxygen Flow Capacity | 800 LPM | Type | One Time Repair | Inclusion | Consumables replacement + Damaged/Fauly parts repair or replacement + ZMS replacement | Excluded Items | Air compressor Screw and Air compressor controller | ZMS warranty | 10 Years ( if PSA oxygen plant is covered under CMC with absstem)
AT • ABSSTEM Technologies LLP | SC1 | Certification Charge,ISO-9001,TUV NORD | Service Charges | Certification Charge | Nos | 998399 | 18.00 | 0.00 | Yes | Yes | No |  | finished_good |  | Buy external | No |  |  |  | Yes | Yes | Yes
AT • ABSSTEM Technologies LLP | SC10 | Certification Charge,ISO-45001,Sakhi Management | Service Charges | Certification Charge | Nos | 998311 | 18.00 | 0.00 | Yes | Yes | No |  | finished_good |  | Buy external | No |  |  |  | Yes | Yes | Yes
AT • ABSSTEM Technologies LLP | SC11 | Certificate Renewal Charge,ISO-9001,TUV NORD | Service Charges | Certificate Renewal Charge | Nos | 998399 | 18.00 | 0.00 | Yes | Yes | No |  | finished_good |  | Buy external | No |  |  |  | Yes | Yes | Yes
AT • ABSSTEM Technologies LLP | SC12 | Certificate Renewal Charge,ISO-14001,TUV NORD | Service Charges | Certificate Renewal Charge | Nos | 998399 | 18.00 | 0.00 | Yes | Yes | No |  | finished_good |  | Buy external | No |  |  |  | Yes | Yes | Yes
AT • ABSSTEM Technologies LLP | SC13 | Certificate Renewal Charge,ISO-13485,TUV NORD | Service Charges | Certificate Renewal Charge | Nos | 998399 | 18.00 | 0.00 | Yes | Yes | No |  | finished_good |  | Buy external | No |  |  |  | Yes | Yes | Yes
AT • ABSSTEM Technologies LLP | SC14 | Certificate Renewal Charge,ISO-45001,RIR Certification | Service Charges | Certificate Renewal Charge | Nos | 998399 | 18.00 | 0.00 | Yes | Yes | No |  | finished_good |  | Buy external | No |  |  |  | Yes | Yes | Yes
AT • ABSSTEM Technologies LLP | SC15 | Certificate Renewal Charge,Factory License, | Service Charges | Certificate Renewal Charge | Nos | 997331 | 18.00 | 0.00 | Yes | Yes | No |  | finished_good |  | Buy external | No |  |  |  | Yes | Yes | Yes
AT • ABSSTEM Technologies LLP | SC16 | Certificate Renewal Charge,ISO-9001,Sakhi Management | Service Charges | Certificate Renewal Charge | Nos | 998311 | 18.00 | 0.00 | Yes | Yes | No |  | finished_good |  | Buy external | No |  |  |  | Yes | Yes | Yes
AT • ABSSTEM Technologies LLP | SC17 | Certificate Renewal Charge,ISO-14001,Sakhi Management | Service Charges | Certificate Renewal Charge | Nos | 998311 | 18.00 | 0.00 | Yes | Yes | No |  | finished_good |  | Buy external | No |  |  |  | Yes | Yes | Yes
AT • ABSSTEM Technologies LLP | SC18 | Certificate Renewal Charge,ISO-13485,Sakhi Management | Service Charges | Certificate Renewal Charge | Nos | 998311 | 18.00 | 0.00 | Yes | Yes | No |  | finished_good |  | Buy external | No |  |  |  | Yes | Yes | Yes
AT • ABSSTEM Technologies LLP | SC19 | Certificate Renewal Charge,ISO-45001,Sakhi Management | Service Charges | Certificate Renewal Charge | Nos | 998311 | 18.00 | 0.00 | Yes | Yes | No |  | finished_good |  | Buy external | No |  |  |  | Yes | Yes | Yes
AT • ABSSTEM Technologies LLP | SC2 | Certification Charge,ISO-14001,TUV NORD | Service Charges | Certification Charge | Nos | 998399 | 18.00 | 0.00 | Yes | Yes | No |  | finished_good |  | Buy external | No |  |  |  | Yes | Yes | Yes
AT • ABSSTEM Technologies LLP | SC20 | Surveillance Audit Charge,ISO-9001,TUV NORD | Service Charges | Surveillance Audit Charge | Nos | 998399 | 18.00 | 0.00 | Yes | Yes | No |  | finished_good |  | Buy external | No |  |  |  | Yes | Yes | Yes
AT • ABSSTEM Technologies LLP | SC21 | Surveillance Audit Charge,ISO-14001,TUV NORD | Service Charges | Surveillance Audit Charge | Nos | 998399 | 18.00 | 0.00 | Yes | Yes | No |  | finished_good |  | Buy external | No |  |  |  | Yes | Yes | Yes
AT • ABSSTEM Technologies LLP | SC22 | Surveillance Audit Charge,ISO-13485,TUV NORD | Service Charges | Surveillance Audit Charge | Nos | 998399 | 18.00 | 0.00 | Yes | Yes | No |  | finished_good |  | Buy external | No |  |  |  | Yes | Yes | Yes
AT • ABSSTEM Technologies LLP | SC23 | Surveillance Audit Charge,ISO-45001,RIR Certification | Service Charges | Surveillance Audit Charge | Nos | 998399 | 18.00 | 0.00 | Yes | Yes | No |  | finished_good |  | Buy external | No |  |  |  | Yes | Yes | Yes
AT • ABSSTEM Technologies LLP | SC24 | Surveillance Audit Charge,ISO-9001,Sakhi Management | Service Charges | Surveillance Audit Charge | Nos | 998311 | 18.00 | 0.00 | Yes | Yes | No |  | finished_good |  | Buy external | No |  |  |  | Yes | Yes | Yes
AT • ABSSTEM Technologies LLP | SC25 | Surveillance Audit Charge,ISO-14001,Sakhi Management | Service Charges | Surveillance Audit Charge | Nos | 998311 | 18.00 | 0.00 | Yes | Yes | No |  | finished_good |  | Buy external | No |  |  |  | Yes | Yes | Yes
AT • ABSSTEM Technologies LLP | SC26 | Surveillance Audit Charge,ISO-13485,Sakhi Management | Service Charges | Surveillance Audit Charge | Nos | 998311 | 18.00 | 0.00 | Yes | Yes | No |  | finished_good |  | Buy external | No |  |  |  | Yes | Yes | Yes
AT • ABSSTEM Technologies LLP | SC27 | Surveillance Audit Charge,ISO-45001,Sakhi Management | Service Charges | Surveillance Audit Charge | Nos | 998311 | 18.00 | 0.00 | Yes | Yes | No |  | finished_good |  | Buy external | No |  |  |  | Yes | Yes | Yes
AT • ABSSTEM Technologies LLP | SC28 | Maintainence Charge,Split AC, | Service Charges | Maintenance Charge | Nos | 998713 | 18.00 | 0.00 | Yes | Yes | No |  | finished_good |  | Buy external | No |  |  |  | Yes | Yes | Yes
AT • ABSSTEM Technologies LLP | SC29 | Maintainence Charge,Window AC, | Service Charges | Maintenance Charge | Nos | 998713 | 18.00 | 0.00 | Yes | Yes | No |  | finished_good |  | Buy external | No |  |  |  | Yes | Yes | Yes
AT • ABSSTEM Technologies LLP | SC3 | Certification Charge,ISO-13485,TUV NORD | Service Charges | Certification Charge | Nos | 998399 | 18.00 | 0.00 | Yes | Yes | No |  | finished_good |  | Buy external | No |  |  |  | Yes | Yes | Yes
AT • ABSSTEM Technologies LLP | SC30 | Maintainence Charge,Gardening, | Service Charges | Maintenance Charge | Nos | 998597 | 18.00 | 0.00 | Yes | Yes | No |  | finished_good |  | Buy external | No |  |  |  | Yes | Yes | Yes
AT • ABSSTEM Technologies LLP | SC31 | Maintainence Charge,Factory, | Service Charges | Maintenance Charge | Nos | 9987 | 18.00 | 0.00 | Yes | Yes | No |  | finished_good |  | Buy external | No |  |  |  | Yes | Yes | Yes
AT • ABSSTEM Technologies LLP | SC32 | Maintainence Charge,IT Hardware, | Service Charges | Maintenance Charge | Nos | 9987 | 18.00 | 0.00 | Yes | Yes | No |  | finished_good |  | Buy external | No |  |  |  | Yes | Yes | Yes
AT • ABSSTEM Technologies LLP | SC33 | Maintainence Charge,Crane, | Service Charges | Maintenance Charge | Nos | 9987 | 18.00 | 0.00 | Yes | Yes | No |  | finished_good |  | Buy external | No |  |  |  | Yes | Yes | Yes
AT • ABSSTEM Technologies LLP | SC34 | Maintainence Charge,Electrician, | Service Charges | Maintenance Charge | Nos | 9987 | 18.00 | 0.00 | Yes | Yes | No |  | finished_good |  | Buy external | No |  |  |  | Yes | Yes | Yes
AT • ABSSTEM Technologies LLP | SC35 | Maintainence Charge,Website,Sagar Informatics Pvt. Ltd. | Service Charges | Maintenance Charge | Nos | 998314 | 18.00 | 0.00 | Yes | Yes | No |  | finished_good |  | Buy external | No |  |  |  | Yes | Yes | Yes
AT • ABSSTEM Technologies LLP | SC36 | Maintainence Charge,Clan,Sagar Informatics Pvt. Ltd. | Service Charges | Maintenance Charge | Nos | 998314 | 18.00 | 0.00 | Yes | Yes | No |  | finished_good |  | Buy external | No |  |  |  | Yes | Yes | Yes
AT • ABSSTEM Technologies LLP | SC37 | Service,Email,Google and G-Suite | Service Charges | Service | Nos | 998319 | 18.00 | 0.00 | Yes | Yes | No |  | finished_good |  | Buy external | No |  |  |  | Yes | Yes | Yes
AT • ABSSTEM Technologies LLP | SC38 | Service,Lodging and Boarding,Hotel & Food | Service Charges | Service | Nos | 998422 | 18.00 | 0.00 | Yes | Yes | No |  | finished_good |  | Buy external | No |  |  |  | Yes | Yes | Yes
AT • ABSSTEM Technologies LLP | SC39 | Service,Internet, | Service Charges | Service | Nos | 998429 | 18.00 | 0.00 | Yes | Yes | No |  | finished_good |  | Buy external | No |  |  |  | Yes | Yes | Yes
AT • ABSSTEM Technologies LLP | SC4 | Certification Charge,ISO-45001,RIR Certification | Service Charges | Certification Charge | Nos | 998399 | 18.00 | 0.00 | Yes | Yes | No |  | finished_good |  | Buy external | No |  |  |  | Yes | Yes | Yes
AT • ABSSTEM Technologies LLP | SC40 | Service,Refreshment, | Service Charges | Service | Nos | 210690 | 18.00 | 0.00 | Yes | Yes | No |  | finished_good |  | Buy external | No |  |  |  | Yes | Yes | Yes
AT • ABSSTEM Technologies LLP | SC41 | Service,Courier, | Service Charges | Service | Nos | 903190 | 18.00 | 0.00 | Yes | Yes | No |  | finished_good |  | Buy external | No |  |  |  | Yes | Yes | Yes
AT • ABSSTEM Technologies LLP | SC42 | Service,Porter, | Service Charges | Service | Nos | 996812 | 18.00 | 0.00 | Yes | Yes | No |  | finished_good |  | Buy external | No |  |  |  | Yes | Yes | Yes
AT • ABSSTEM Technologies LLP | SC43 | Service,Rent,Factory - Delhi | Service Charges | Service | Nos | 997212 | 18.00 | 0.00 | Yes | Yes | No |  | finished_good |  | Buy external | No |  |  |  | Yes | Yes | Yes
AT • ABSSTEM Technologies LLP | SC44 | Service,Rent,Factory - Manesar | Service Charges | Service | Nos | 997212 | 18.00 | 0.00 | Yes | Yes | No |  | finished_good |  | Buy external | No |  |  |  | Yes | Yes | Yes
AT • ABSSTEM Technologies LLP | SC45 | Service,Rent,DG | Service Charges | Service | Nos | 9973 | 18.00 | 0.00 | Yes | Yes | No |  | finished_good |  | Buy external | No |  |  |  | Yes | Yes | Yes
AT • ABSSTEM Technologies LLP | SC46 | Service,Garbage Collection, | Service Charges | Service | Nos | 999424 | 18.00 | 0.00 | Yes | Yes | No |  | finished_good |  | Buy external | No |  |  |  | Yes | Yes | Yes
AT • ABSSTEM Technologies LLP | SC47 | Service,ESI and PF, | Service Charges | Service | Nos | 998311 | 18.00 | 0.00 | Yes | Yes | No |  | finished_good |  | Buy external | No |  |  |  | Yes | Yes | Yes
AT • ABSSTEM Technologies LLP | SC48 | Service,Sewer Cleaning, | Service Charges | Service | Nos | 998311 | 18.00 | 0.00 | Yes | Yes | No |  | finished_good |  | Buy external | No |  |  |  | Yes | Yes | Yes
AT • ABSSTEM Technologies LLP | SC49 | Service,Telecommunication,Airtel | Service Charges | Service | Nos | 85235210 | 18.00 | 0.00 | Yes | Yes | No |  | finished_good |  | Buy external | No |  |  |  | Yes | Yes | Yes
AT • ABSSTEM Technologies LLP | SC5 | Certification Charge,Factory License, | Service Charges | Certification Charge | Nos | 997331 | 18.00 | 0.00 | Yes | Yes | No |  | finished_good |  | Buy external | No |  |  |  | Yes | Yes | Yes
AT • ABSSTEM Technologies LLP | SC50 | Service,Telecommunication,Jio | Service Charges | Service | Nos | 85235210 | 18.00 | 0.00 | Yes | Yes | No |  | finished_good |  | Buy external | No |  |  |  | Yes | Yes | Yes
AT • ABSSTEM Technologies LLP | SC51 | Service,Server,Sagar Informatics Pvt. Ltd. | Service Charges | Service | Nos | 998314 | 18.00 | 0.00 | Yes | Yes | No |  | finished_good |  | Buy external | No |  |  |  | Yes | Yes | Yes
AT • ABSSTEM Technologies LLP | SC52 | Service,Domain,Go Daddy | Service Charges | Service | Nos | 998319 | 18.00 | 0.00 | Yes | Yes | No |  | finished_good |  | Buy external | No |  |  |  | Yes | Yes | Yes
AT • ABSSTEM Technologies LLP | SC53 | Service,Website Hosting,Big Rock | Service Charges | Service | Nos | 998315 | 18.00 | 0.00 | Yes | Yes | No |  | finished_good |  | Buy external | No |  |  |  | Yes | Yes | Yes
AT • ABSSTEM Technologies LLP | SC54 | Service,Security,RF Security | Service Charges | Service | Nos | 9954 | 18.00 | 0.00 | Yes | Yes | No |  | finished_good |  | Buy external | No |  |  |  | Yes | Yes | Yes
AT • ABSSTEM Technologies LLP | SC55 | Service,Contractual Associates,HK Management | Service Charges | Service | Nos | 9954 | 18.00 | 0.00 | Yes | Yes | No |  | finished_good |  | Buy external | No |  |  |  | Yes | Yes | Yes
AT • ABSSTEM Technologies LLP | SC56 | Service,Contractual Associates,Shri Shyam Enterprise | Service Charges | Service | Nos | 9954 | 18.00 | 0.00 | Yes | Yes | No |  | finished_good |  | Buy external | No |  |  |  | Yes | Yes | Yes
AT • ABSSTEM Technologies LLP | SC57 | Service,Piping & Fitting Cleaning, | Service Charges | Service | Nos | 995462 | 18.00 | 0.00 | Yes | Yes | No |  | finished_good |  | Buy external | No |  |  |  | Yes | Yes | Yes
AT • ABSSTEM Technologies LLP | SC58 | Service,Spiral Binding, | Service Charges | Service | Nos | 72179099 | 18.00 | 0.00 | Yes | Yes | No |  | finished_good |  | Buy external | No |  |  |  | Yes | Yes | Yes
AT • ABSSTEM Technologies LLP | SC59 | Certification Charge,Testing-Ambient Air Quality, | Service Charges | Certification Charge | Nos | 998346 | 18.00 | 0.00 | Yes | Yes | No |  | finished_good |  | Buy external | No |  |  |  | Yes | Yes | Yes
AT • ABSSTEM Technologies LLP | SC6 | Certification Charge,OC-Factory, | Service Charges | Certification Charge | Nos | 997331 | 18.00 | 0.00 | Yes | Yes | No |  | finished_good |  | Buy external | No |  |  |  | Yes | Yes | Yes
AT • ABSSTEM Technologies LLP | SC60 | Certification Charge,Testing-Indoor Air Quality, | Service Charges | Certification Charge | Nos | 998346 | 18.00 | 0.00 | Yes | Yes | No |  | finished_good |  | Buy external | No |  |  |  | Yes | Yes | Yes
AT • ABSSTEM Technologies LLP | SC61 | Certification Charge,Testing-Indoor Noise Level, | Service Charges | Certification Charge | Nos | 998346 | 18.00 | 0.00 | Yes | Yes | No |  | finished_good |  | Buy external | No |  |  |  | Yes | Yes | Yes
AT • ABSSTEM Technologies LLP | SC62 | Certification Charge,Testing-Drinking Water, | Service Charges | Certification Charge | Nos | 998346 | 18.00 | 0.00 | Yes | Yes | No |  | finished_good |  | Buy external | No |  |  |  | Yes | Yes | Yes
AT • ABSSTEM Technologies LLP | SC63 | Certification Charge,Testing-Row Water, | Service Charges | Certification Charge | Nos | 998346 | 18.00 | 0.00 | Yes | Yes | No |  | finished_good |  | Buy external | No |  |  |  | Yes | Yes | Yes
AT • ABSSTEM Technologies LLP | SC64 | Certification Charge,Testing-Earth Pit, | Service Charges | Certification Charge | Nos | 998346 | 18.00 | 0.00 | Yes | Yes | No |  | finished_good |  | Buy external | No |  |  |  | Yes | Yes | Yes
AT • ABSSTEM Technologies LLP | SC65 | Certification Charge,Testing-Electric Wire Rope Hoist, | Service Charges | Certification Charge | Nos | 998346 | 18.00 | 0.00 | Yes | Yes | No |  | finished_good |  | Buy external | No |  |  |  | Yes | Yes | Yes
AT • ABSSTEM Technologies LLP | SC66 | Certification Charge,Calibration-D-Shackle, | Service Charges | Certification Charge | Nos | 998346 | 18.00 | 0.00 | Yes | Yes | No |  | finished_good |  | Buy external | No |  |  |  | Yes | Yes | Yes
AT • ABSSTEM Technologies LLP | SC67 | Certification Charge,Calibration-Air Tank, | Service Charges | Certification Charge | Nos | 998346 | 18.00 | 0.00 | Yes | Yes | No |  | finished_good |  | Buy external | No |  |  |  | Yes | Yes | Yes
AT • ABSSTEM Technologies LLP | SC68 | Certification Charge,Calibration-Pressure Gauge, | Service Charges | Certification Charge | Nos | 998346 | 18.00 | 0.00 | Yes | Yes | No |  | finished_good |  | Buy external | No |  |  |  | Yes | Yes | Yes
AT • ABSSTEM Technologies LLP | SC69 | Certification Charge,Calibration-Multimeter, | Service Charges | Certification Charge | Nos | 998346 | 18.00 | 0.00 | Yes | Yes | No |  | finished_good |  | Buy external | No |  |  |  | Yes | Yes | Yes
AT • ABSSTEM Technologies LLP | SC7 | Certification Charge,ISO-9001,Sakhi Management | Service Charges | Certification Charge | Nos | 998311 | 18.00 | 0.00 | Yes | Yes | No |  | finished_good |  | Buy external | No |  |  |  | Yes | Yes | Yes
AT • ABSSTEM Technologies LLP | SC70 | Certification Charge,Calibration-Hand Pallet Truck, | Service Charges | Certification Charge | Nos | 998346 | 18.00 | 0.00 | Yes | Yes | No |  | finished_good |  | Buy external | No |  |  |  | Yes | Yes | Yes
AT • ABSSTEM Technologies LLP | SC71 | Certification Charge,Calibration-Digital Vernier Caliper, | Service Charges | Certification Charge | Nos | 998346 | 18.00 | 0.00 | Yes | Yes | No |  | finished_good |  | Buy external | No |  |  |  | Yes | Yes | Yes
AT • ABSSTEM Technologies LLP | SC72 | Certificate Renewal Charge,Testing-Ambient Air Quality, | Service Charges | Certificate Renewal Charge | Nos | 998346 | 18.00 | 0.00 | Yes | Yes | No |  | finished_good |  | Buy external | No |  |  |  | Yes | Yes | Yes
AT • ABSSTEM Technologies LLP | SC73 | Certificate Renewal Charge,Testing-Indoor Air Quality, | Service Charges | Certificate Renewal Charge | Nos | 998346 | 18.00 | 0.00 | Yes | Yes | No |  | finished_good |  | Buy external | No |  |  |  | Yes | Yes | Yes
AT • ABSSTEM Technologies LLP | SC74 | Certificate Renewal Charge,Testing-Indoor Noise Level, | Service Charges | Certificate Renewal Charge | Nos | 998346 | 18.00 | 0.00 | Yes | Yes | No |  | finished_good |  | Buy external | No |  |  |  | Yes | Yes | Yes
AT • ABSSTEM Technologies LLP | SC75 | Certificate Renewal Charge,Testing-Drinking Water, | Service Charges | Certificate Renewal Charge | Nos | 998346 | 18.00 | 0.00 | Yes | Yes | No |  | finished_good |  | Buy external | No |  |  |  | Yes | Yes | Yes
AT • ABSSTEM Technologies LLP | SC76 | Certificate Renewal Charge,Testing-Row Water, | Service Charges | Certificate Renewal Charge | Nos | 998346 | 18.00 | 0.00 | Yes | Yes | No |  | finished_good |  | Buy external | No |  |  |  | Yes | Yes | Yes
AT • ABSSTEM Technologies LLP | SC77 | Certificate Renewal Charge,Testing-Earth Pit, | Service Charges | Certificate Renewal Charge | Nos | 998346 | 18.00 | 0.00 | Yes | Yes | No |  | finished_good |  | Buy external | No |  |  |  | Yes | Yes | Yes
AT • ABSSTEM Technologies LLP | SC78 | Certificate Renewal Charge,Testing-Electric Wire Rope Hoist, | Service Charges | Certificate Renewal Charge | Nos | 998346 | 18.00 | 0.00 | Yes | Yes | No |  | finished_good |  | Buy external | No |  |  |  | Yes | Yes | Yes
AT • ABSSTEM Technologies LLP | SC79 | Certificate Renewal Charge,Calibration-D-Shackle, | Service Charges | Certificate Renewal Charge | Nos | 998346 | 18.00 | 0.00 | Yes | Yes | No |  | finished_good |  | Buy external | No |  |  |  | Yes | Yes | Yes
AT • ABSSTEM Technologies LLP | SC8 | Certification Charge,ISO-14001,Sakhi Management | Service Charges | Certification Charge | Nos | 998311 | 18.00 | 0.00 | Yes | Yes | No |  | finished_good |  | Buy external | No |  |  |  | Yes | Yes | Yes
AT • ABSSTEM Technologies LLP | SC80 | Certificate Renewal Charge,Calibration-Air Tank, | Service Charges | Certificate Renewal Charge | Nos | 998346 | 18.00 | 0.00 | Yes | Yes | No |  | finished_good |  | Buy external | No |  |  |  | Yes | Yes | Yes
AT • ABSSTEM Technologies LLP | SC81 | Certificate Renewal Charge,Calibration-Pressure Gauge, | Service Charges | Certificate Renewal Charge | Nos | 998346 | 18.00 | 0.00 | Yes | Yes | No |  | finished_good |  | Buy external | No |  |  |  | Yes | Yes | Yes
AT • ABSSTEM Technologies LLP | SC82 | Certificate Renewal Charge,Calibration-Multimeter, | Service Charges | Certificate Renewal Charge | Nos | 998346 | 18.00 | 0.00 | Yes | Yes | No |  | finished_good |  | Buy external | No |  |  |  | Yes | Yes | Yes
AT • ABSSTEM Technologies LLP | SC83 | Certificate Renewal Charge,Calibration-Hand Pallet Truck, | Service Charges | Certificate Renewal Charge | Nos | 998346 | 18.00 | 0.00 | Yes | Yes | No |  | finished_good |  | Buy external | No |  |  |  | Yes | Yes | Yes
AT • ABSSTEM Technologies LLP | SC84 | Certificate Renewal Charge,Calibration-Digital Vernier Caliper, | Service Charges | Certificate Renewal Charge | Nos | 998346 | 18.00 | 0.00 | Yes | Yes | No |  | finished_good |  | Buy external | No |  |  |  | Yes | Yes | Yes
AT • ABSSTEM Technologies LLP | SC85 | Service,Visit Charge, | Service Charges | Service | Nos | 9987 | 18.00 | 0.00 | Yes | Yes | No |  | finished_good |  | Buy external | No |  |  |  | Yes | Yes | Yes
AT • ABSSTEM Technologies LLP | SC86 | Service,Service Charge,Screw Overhauling and Repairing (Complete Work) - IR-RSB 15 | Service Charges | Service | Nos | 998717 | 18.00 | 0.00 | Yes | Yes | No |  | finished_good |  | Buy external | No |  |  |  | Yes | Yes | Yes
AT • ABSSTEM Technologies LLP | SC87 | Service,Service Charge,Nitrogen Leak Testing | Service Charges | Service | Nos | 8717 | 18.00 | 0.00 | Yes | Yes | No |  | finished_good |  | Buy external | No |  |  |  | Yes | Yes | Yes
AT • ABSSTEM Technologies LLP | SC88 | Service,Service Charge,Fire Extinguisher Refilling | Service Charges | Service | Nos | 38130000 | 18.00 | 0.00 | Yes | Yes | No |  | finished_good |  | Buy external | No |  |  |  | Yes | Yes | Yes
AT • ABSSTEM Technologies LLP | SC89 | Service,Argon Welding Charge, | Service Charges | Service | Nos | 9987 | 18.00 | 0.00 | Yes | Yes | No |  | finished_good |  | Buy external | No |  |  |  | Yes | Yes | Yes
AT • ABSSTEM Technologies LLP | SC9 | Certification Charge,ISO-13485,Sakhi Management | Service Charges | Certification Charge | Nos | 998311 | 18.00 | 0.00 | Yes | Yes | No |  | finished_good |  | Buy external | No |  |  |  | Yes | Yes | Yes
AT • ABSSTEM Technologies LLP | SC90 | Service,Entertainment Charges, | Service Charges | Service | Nos | 9996 | 18.00 | 0.00 | Yes | Yes | No |  | finished_good |  | Buy external | No |  |  |  | Yes | Yes | Yes
AT • ABSSTEM Technologies LLP | SC91 | Service,Termit Control | Service Charges | Service | Nos | 998531 | 18.00 | 0.00 | Yes | Yes | No |  | finished_good |  | Buy external | No |  |  |  | Yes | Yes | Yes
AT • ABSSTEM Technologies LLP | SC92 | Service,General Pest Control | Service Charges | Service | Nos | 998531 | 18.00 | 0.00 | Yes | Yes | No |  | finished_good |  | Buy external | No |  |  |  | Yes | Yes | Yes
AT • ABSSTEM Technologies LLP | SC93 | Service,Repair Charge,Compressor | Service Charges | Service | Nos | 9987 | 18.00 | 0.00 | Yes | Yes | No |  | finished_good |  | Buy external | No |  |  |  | Yes | Yes | Yes
AT • ABSSTEM Technologies LLP | SC94 | Service,Development Charge,Electronic Equipment | Service Charges | Service | Nos | 9981 | 18.00 | 0.00 | Yes | Yes | No |  | finished_good |  | Buy external | No |  |  |  | Yes | Yes | Yes
AT • ABSSTEM Technologies LLP | SC95 | Service,Consultancy Fees, | Service Charges | Service | Nos | 9983 | 18.00 | 0.00 | Yes | Yes | No |  | finished_good |  | Buy external | No |  |  |  | Yes | Yes | Yes
AT • ABSSTEM Technologies LLP | SC96 | Service,Repair Charge,Dryer | Service Charges | Service | Nos | 9987 | 18.00 | 0.00 | Yes | Yes | No |  | finished_good |  | Buy external | No |  |  |  | Yes | Yes | Yes
AT • ABSSTEM Technologies LLP | SC97 | Service,Wooden Packing | Service Charges | Service | Nos | 998891 | 18.00 | 0.00 | Yes | Yes | No |  | finished_good |  | Buy external | No |  |  |  | Yes | Yes | Yes
AT • ABSSTEM Technologies LLP | SIL1 | Muffler,Alwitco-M05,1/2",111005,Corrosion Resistant Aluminum,80 mm,152 mm,8.6 Barg,Male-NPT | Silencer | Muffler | Nos | 84149090 | 18.00 | 0.00 | Yes | Yes | No |  | finished_good |  | Buy external | No |  |  |  | Yes | Yes | Yes
AT • ABSSTEM Technologies LLP | SIL10 | Muffler Element,Alwitco-M10,911010,Cellulose fiber,8.6 Barg | Silencer | Muffler Element | Nos | 84149090 | 18.00 | 0.00 | Yes | Yes | No |  | finished_good |  | Buy external | No |  |  |  | Yes | Yes | Yes
AT • ABSSTEM Technologies LLP | SIL11 | Muffler Element,Alwitco-M12,911012,Cellulose fiber,8.6 Barg | Silencer | Muffler Element | Nos | 84149090 | 18.00 | 0.00 | Yes | Yes | No |  | finished_good |  | Buy external | No |  |  |  | Yes | Yes | Yes
AT • ABSSTEM Technologies LLP | SIL12 | Muffler Element,Alwitco-M15,911015,Cellulose fiber,8.6 Barg | Silencer | Muffler Element | Nos | 84149090 | 18.00 | 0.00 | Yes | Yes | No |  | finished_good |  | Buy external | No |  |  |  | Yes | Yes | Yes
AT • ABSSTEM Technologies LLP | SIL13 | Muffler Element,Alwitco-M20,911020,Cellulose fiber,8.6 Barg | Silencer | Muffler Element | Nos | 84149090 | 18.00 | 0.00 | Yes | Yes | No |  | finished_good |  | Buy external | No |  |  |  | Yes | Yes | Yes
AT • ABSSTEM Technologies LLP | SIL14 | Muffler,MMHP,1/2",5152137-3,,,,8.6 Barg,Male-NPT | Silencer | Muffler | Nos | 8414 | 18.00 | 0.00 | Yes | Yes | No |  | finished_good |  | Buy external | No |  |  |  | Yes | Yes | Yes
AT • ABSSTEM Technologies LLP | SIL15 | Muffler,MMHP,3/4",5152138-3,,,,8.6 Barg,Male-NPT | Silencer | Muffler | Nos | 8414 | 18.00 | 0.00 | Yes | Yes | No |  | finished_good |  | Buy external | No |  |  |  | Yes | Yes | Yes
AT • ABSSTEM Technologies LLP | SIL16 | Muffler,MMHP,1",5152139-3,,,,8.6 Barg,Male-NPT | Silencer | Muffler | Nos | 8414 | 18.00 | 0.00 | Yes | Yes | No |  | finished_good |  | Buy external | No |  |  |  | Yes | Yes | Yes
AT • ABSSTEM Technologies LLP | SIL17 | Muffler,MMHP,1.5",5152141-3,,,,8.6 Barg,Male-NPT | Silencer | Muffler | Nos | 8414 | 18.00 | 0.00 | Yes | Yes | No |  | finished_good |  | Buy external | No |  |  |  | Yes | Yes | Yes
AT • ABSSTEM Technologies LLP | SIL18 | Muffler,MMHP,2",5152142-3,,,,8.6 Barg,Male-NPT | Silencer | Muffler | Nos | 8414 | 18.00 | 0.00 | Yes | Yes | No |  | finished_good |  | Buy external | No |  |  |  | Yes | Yes | Yes
AT • ABSSTEM Technologies LLP | SIL2 | Muffler,Alwitco-N05,1/2",211005,Corrosion Resistant Aluminum,80 mm,140 mm,8.6 Barg,Female-BSP | Silencer | Muffler | Nos | 84149090 | 18.00 | 0.00 | Yes | Yes | No |  | finished_good |  | Buy external | No |  |  |  | Yes | Yes | Yes
AT • ABSSTEM Technologies LLP | SIL3 | Muffler,Alwitco-M07,3/4",111007,Corrosion Resistant Aluminum,86 mm,182 mm,8.6 Barg,Male-NPT | Silencer | Muffler | Nos | 84149090 | 18.00 | 0.00 | Yes | Yes | No |  | finished_good |  | Buy external | No |  |  |  | Yes | Yes | Yes
AT • ABSSTEM Technologies LLP | SIL4 | Muffler,Alwitco-M10,1",111010,Corrosion Resistant Aluminum,99 mm,222 mm,8.6 Barg,Male-NPT | Silencer | Muffler | Nos | 84149090 | 18.00 | 0.00 | Yes | Yes | No |  | finished_good |  | Buy external | No |  |  |  | Yes | Yes | Yes
AT • ABSSTEM Technologies LLP | SIL5 | Muffler,Alwitco-M12,1.25",111012,Corrosion Resistant Aluminum,99 mm,222 mm,8.6 Barg,Male-NPT | Silencer | Muffler | Nos | 84149090 | 18.00 | 0.00 | Yes | Yes | No |  | finished_good |  | Buy external | No |  |  |  | Yes | Yes | Yes
AT • ABSSTEM Technologies LLP | SIL6 | Muffler,Alwitco-M15,1.5",111015,Corrosion Resistant Aluminum,133 mm,344 mm,8.6 Barg,Male-NPT | Silencer | Muffler | Nos | 84149090 | 18.00 | 0.00 | Yes | Yes | No |  | finished_good |  | Buy external | No |  |  |  | Yes | Yes | Yes
AT • ABSSTEM Technologies LLP | SIL7 | Muffler,Alwitco-M20,2",111020,Corrosion Resistant Aluminum,133 mm,480 mm,8.6 Barg,Male-NPT | Silencer | Muffler | Nos | 84149090 | 18.00 | 0.00 | Yes | Yes | No |  | finished_good |  | Buy external | No |  |  |  | Yes | Yes | Yes
AT • ABSSTEM Technologies LLP | SIL8 | Muffler Element,Alwitco-M05,911005,Cellulose fiber,8.6 Barg | Silencer | Muffler Element | Nos | 84149090 | 18.00 | 0.00 | Yes | Yes | No |  | finished_good |  | Buy external | No |  |  |  | Yes | Yes | Yes
AT • ABSSTEM Technologies LLP | SIL9 | Muffler Element,Alwitco-M07,911007,Cellulose fiber,8.6 Barg | Silencer | Muffler Element | Nos | 84149090 | 18.00 | 0.00 | Yes | Yes | No |  | finished_good |  | Buy external | No |  |  |  | Yes | Yes | Yes
AT • ABSSTEM Technologies LLP | SS1 | Compressor Spare,Consumable,Kit - 2000 to 4000 Hr,11 KW,IR,47709989001, | Service Spares | Compressor Spare | Nos | 84149090 | 18.00 | 0.00 | Yes | Yes | No |  | finished_good |  | Buy external | No |  |  |  | Yes | Yes | Yes
AT • ABSSTEM Technologies LLP | SS10 | Compressor Spare,Breakdown,Control Card,30 KW/37 KW/45 KW,IR,24114068, | Service Spares | Compressor Spare | Nos | 9029 | 18.00 | 0.00 | Yes | Yes | No |  | finished_good |  | Buy external | No |  |  |  | Yes | Yes | Yes
AT • ABSSTEM Technologies LLP | SS100 | Dryer Spare,Breakdown,Capacitor,IR-D480,47636585001, | Service Spares | Dryer Spare | Nos | 84211999 | 18.00 | 0.00 | Yes | Yes | No |  | finished_good |  | Buy external | No |  |  |  | Yes | Yes | Yes
AT • ABSSTEM Technologies LLP | SS101 | Dryer Spare,Breakdown,Relay,IR-D180,47657671001, | Service Spares | Dryer Spare | Nos | 85364900 | 18.00 | 0.00 | Yes | Yes | No |  | finished_good |  | Buy external | No |  |  |  | Yes | Yes | Yes
AT • ABSSTEM Technologies LLP | SS102 | Dryer Spare,Breakdown,Relay,IR-D480,38459723, | Service Spares | Dryer Spare | Nos | 85364900 | 18.00 | 0.00 | Yes | Yes | No |  | finished_good |  | Buy external | No |  |  |  | Yes | Yes | Yes
AT • ABSSTEM Technologies LLP | SS103 | Dryer Spare,Breakdown,Capillary Tube,IR-D180,23617632, | Service Spares | Dryer Spare | Nos | 74112900 | 18.00 | 0.00 | Yes | Yes | No |  | finished_good |  | Buy external | No |  |  |  | Yes | Yes | Yes
AT • ABSSTEM Technologies LLP | SS104 | Dryer Spare,Breakdown,Capillary Tube,IR-D240/D360,47627466001, | Service Spares | Dryer Spare | Nos | 74112900 | 18.00 | 0.00 | Yes | Yes | No |  | finished_good |  | Buy external | No |  |  |  | Yes | Yes | Yes
AT • ABSSTEM Technologies LLP | SS105 | Dryer Spare,Breakdown,Capillary Tube,IR-D480,47624428001, | Service Spares | Dryer Spare | Nos | 74112900 | 18.00 | 0.00 | Yes | Yes | No |  | finished_good |  | Buy external | No |  |  |  | Yes | Yes | Yes
AT • ABSSTEM Technologies LLP | SS106 | Dryer Spare,Breakdown,Capillary Tube,IR-D600,47502495001, | Service Spares | Dryer Spare | MTR | 74112900 | 18.00 | 0.00 | Yes | Yes | No |  | finished_good |  | Buy external | No |  |  |  | Yes | Yes | Yes
AT • ABSSTEM Technologies LLP | SS107 | Dryer Spare,Breakdown,Capillary Tube,IR-D720,47497414001, | Service Spares | Dryer Spare | Nos | 74112900 | 18.00 | 0.00 | Yes | Yes | No |  | finished_good |  | Buy external | No |  |  |  | Yes | Yes | Yes
AT • ABSSTEM Technologies LLP | SS108 | Dryer Spare,Breakdown,Condenser,IR-D180,38459186, | Service Spares | Dryer Spare | Nos | 84042000 | 18.00 | 0.00 | Yes | Yes | No |  | finished_good |  | Buy external | No |  |  |  | Yes | Yes | Yes
AT • ABSSTEM Technologies LLP | SS109 | Dryer Spare,Breakdown,Condenser,IR-D240/D360,38460218, | Service Spares | Dryer Spare | Nos | 84042000 | 18.00 | 0.00 | Yes | Yes | No |  | finished_good |  | Buy external | No |  |  |  | Yes | Yes | Yes
AT • ABSSTEM Technologies LLP | SS11 | Compressor Spare,Breakdown,Contactor,11 KW,IR-TC1D1801,, | Service Spares | Compressor Spare | Nos | 9029 | 18.00 | 0.00 | Yes | Yes | No |  | finished_good |  | Buy external | No |  |  |  | Yes | Yes | Yes
AT • ABSSTEM Technologies LLP | SS110 | Dryer Spare,Breakdown,Condenser,IR-D480,38460226, | Service Spares | Dryer Spare | Nos | 84042000 | 18.00 | 0.00 | Yes | Yes | No |  | finished_good |  | Buy external | No |  |  |  | Yes | Yes | Yes
AT • ABSSTEM Technologies LLP | SS111 | Dryer Spare,Breakdown,Condenser,IR-D600/D720,47497396001, | Service Spares | Dryer Spare | Nos | 84042000 | 18.00 | 0.00 | Yes | Yes | No |  | finished_good |  | Buy external | No |  |  |  | Yes | Yes | Yes
AT • ABSSTEM Technologies LLP | SS112 | Dryer Spare,Breakdown,Exhaust Fan,IR-D180,38461497, | Service Spares | Dryer Spare | Nos | 841451 | 18.00 | 0.00 | Yes | Yes | No |  | finished_good |  | Buy external | No |  |  |  | Yes | Yes | Yes
AT • ABSSTEM Technologies LLP | SS113 | Dryer Spare,Breakdown,Exhaust Fan,IR-D240/D360/D480,24174617, | Service Spares | Dryer Spare | Nos | 841451 | 18.00 | 0.00 | Yes | Yes | No |  | finished_good |  | Buy external | No |  |  |  | Yes | Yes | Yes
AT • ABSSTEM Technologies LLP | SS114 | Dryer Spare,Breakdown,Exhaust Fan,IR-D600/D720,47497397001, | Service Spares | Dryer Spare | Nos | 841451 | 18.00 | 0.00 | Yes | Yes | No |  | finished_good |  | Buy external | No |  |  |  | Yes | Yes | Yes
AT • ABSSTEM Technologies LLP | SS115 | Dryer Spare,Breakdown,PHE,IR-D180,23616055, | Service Spares | Dryer Spare | Nos | 84193900 | 18.00 | 0.00 | Yes | Yes | No |  | finished_good |  | Buy external | No |  |  |  | Yes | Yes | Yes
AT • ABSSTEM Technologies LLP | SS116 | Dryer Spare,Breakdown,PHE,IR-D240/D360,23516370, | Service Spares | Dryer Spare | Nos | 84193900 | 18.00 | 0.00 | Yes | Yes | No |  | finished_good |  | Buy external | No |  |  |  | Yes | Yes | Yes
AT • ABSSTEM Technologies LLP | SS117 | Dryer Spare,Breakdown,PHE,IR-D480,23516388, | Service Spares | Dryer Spare | Nos | 84193900 | 18.00 | 0.00 | Yes | Yes | No |  | finished_good |  | Buy external | No |  |  |  | Yes | Yes | Yes
AT • ABSSTEM Technologies LLP | SS118 | Dryer Spare,Breakdown,PHE,IR-D600,24298341, | Service Spares | Dryer Spare | Nos | 84193900 | 18.00 | 0.00 | Yes | Yes | No |  | finished_good |  | Buy external | No |  |  |  | Yes | Yes | Yes
AT • ABSSTEM Technologies LLP | SS119 | Dryer Spare,Breakdown,PHE,IR-D720,24298366, | Service Spares | Dryer Spare | Nos | 84193900 | 18.00 | 0.00 | Yes | Yes | No |  | finished_good |  | Buy external | No |  |  |  | Yes | Yes | Yes
AT • ABSSTEM Technologies LLP | SS12 | Compressor Spare,Breakdown,Contactor,11 KW,IR-TC1D1810,, | Service Spares | Compressor Spare | Nos | 9029 | 18.00 | 0.00 | Yes | Yes | No |  | finished_good |  | Buy external | No |  |  |  | Yes | Yes | Yes
AT • ABSSTEM Technologies LLP | SS120 | Dryer Spare,Breakdown,Hot Gas Bypass Valve,IR-D240,47621631001, | Service Spares | Dryer Spare | Nos | 84818090 | 18.00 | 0.00 | Yes | Yes | No |  | finished_good |  | Buy external | No |  |  |  | Yes | Yes | Yes
AT • ABSSTEM Technologies LLP | SS121 | Dryer Spare,Breakdown,Hot Gas Bypass Valve,IR-D480,47624424001, | Service Spares | Dryer Spare | Nos | 84818090 | 18.00 | 0.00 | Yes | Yes | No |  | finished_good |  | Buy external | No |  |  |  | Yes | Yes | Yes
AT • ABSSTEM Technologies LLP | SS122 | Dryer Spare,Breakdown,Hot Gas Bypass Valve,IR-D600-034L0143,, | Service Spares | Dryer Spare | Nos | 84818090 | 18.00 | 0.00 | Yes | Yes | No |  | finished_good |  | Buy external | No |  |  |  | Yes | Yes | Yes
AT • ABSSTEM Technologies LLP | SS123 | Dryer Spare,Breakdown,Filter,IR-D180,47621630001, | Service Spares | Dryer Spare | Nos | 8421 | 18.00 | 0.00 | Yes | Yes | No |  | finished_good |  | Buy external | No |  |  |  | Yes | Yes | Yes
AT • ABSSTEM Technologies LLP | SS124 | Dryer Spare,Breakdown,Filter,IR-D240/D360/D480,47621634001, | Service Spares | Dryer Spare | Nos | 8421 | 18.00 | 0.00 | Yes | Yes | No |  | finished_good |  | Buy external | No |  |  |  | Yes | Yes | Yes
AT • ABSSTEM Technologies LLP | SS125 | Dryer Spare,Breakdown,Filter,IR-D600/D720,47497419001, | Service Spares | Dryer Spare | Nos | 8421 | 18.00 | 0.00 | Yes | Yes | No |  | finished_good |  | Buy external | No |  |  |  | Yes | Yes | Yes
AT • ABSSTEM Technologies LLP | SS126 | Dryer Spare,Breakdown,Control Card,IR,38459608, | Service Spares | Dryer Spare | Nos | 84818090 | 18.00 | 0.00 | Yes | Yes | No |  | finished_good |  | Buy external | No |  |  |  | Yes | Yes | Yes
AT • ABSSTEM Technologies LLP | SS127 | Dryer Spare,Breakdown,Auto Drain,IR,38459665, | Service Spares | Dryer Spare | Nos | 84818090 | 18.00 | 0.00 | Yes | Yes | No |  | finished_good |  | Buy external | No |  |  |  | Yes | Yes | Yes
AT • ABSSTEM Technologies LLP | SS128 | Dryer Spare,Breakdown,Refrigerant Gas,R134 a,, | Service Spares | Dryer Spare | Nos | 290339 | 18.00 | 0.00 | Yes | Yes | No |  | finished_good |  | Buy external | No |  |  |  | Yes | Yes | Yes
AT • ABSSTEM Technologies LLP | SS129 | Dryer Spare,Breakdown,Refrigerant Gas,R407 c,, | Service Spares | Dryer Spare | Nos | 290339 | 18.00 | 0.00 | Yes | Yes | No |  | finished_good |  | Buy external | No |  |  |  | Yes | Yes | Yes
AT • ABSSTEM Technologies LLP | SS13 | Compressor Spare,Breakdown,Contactor,11 KW,IR-TA1DN11,, | Service Spares | Compressor Spare | Nos | 9029 | 18.00 | 0.00 | Yes | Yes | No |  | finished_good |  | Buy external | No |  |  |  | Yes | Yes | Yes
AT • ABSSTEM Technologies LLP | SS130 | Dryer Spare,Breakdown,Desiccant Kit,Trident-Dryspell 30 Plus,, | Service Spares | Dryer Spare | Nos | 38241000 | 18.00 | 0.00 | Yes | Yes | No |  | finished_good |  | Buy external | No |  |  |  | Yes | Yes | Yes
AT • ABSSTEM Technologies LLP | SS131 | Dryer Spare,Breakdown,Pre-Filter,Trident-T 100 YEA,, | Service Spares | Dryer Spare | Nos | 8421 | 18.00 | 0.00 | Yes | Yes | No |  | finished_good |  | Buy external | No |  |  |  | Yes | Yes | Yes
AT • ABSSTEM Technologies LLP | SS132 | Dryer Spare,Breakdown,Pre-Filter Element,Trident-T 100 YEA,, | Service Spares | Dryer Spare | Nos | 8421 | 18.00 | 0.00 | Yes | Yes | No |  | finished_good |  | Buy external | No |  |  |  | Yes | Yes | Yes
AT • ABSSTEM Technologies LLP | SS133 | PSA Module Spare,Consumable,Oxygen Sensor,Percentage,Electrochemical,Honeywell-AO2,AA428 - 210,(0 to | Service Spares | PSA Module Spare | Nos | 90330000 | 18.00 | 0.00 | Yes | Yes | No |  | finished_good |  | Buy external | No |  |  |  | Yes | Yes | Yes
AT • ABSSTEM Technologies LLP | SS134 | PSA Module Spare,Consumable,Oxygen Sensor,Percentage,Electrochemical,ITG-M-16,470016,(0 to 100 %),(0 | Service Spares | PSA Module Spare | Nos | 90330000 | 18.00 | 0.00 | Yes | Yes | No |  | finished_good |  | Buy external | No |  |  |  | Yes | Yes | Yes
AT • ABSSTEM Technologies LLP | SS135 | PSA Module Spare,Consumable,Oxygen Sensor,Percentage,Electrochemical,Sothland Sensing,,(0 to 100 %), | Service Spares | PSA Module Spare | Nos | 90330000 | 18.00 | 0.00 | Yes | Yes | No |  | finished_good |  | Buy external | No |  |  |  | Yes | Yes | Yes
AT • ABSSTEM Technologies LLP | SS136 | PSA Module Spare,Consumable,Oxygen Sensor,PPM,Electrochemical,Technovation-TOS-1,,1 to 10000 PPM,(0° | Service Spares | PSA Module Spare | Nos | 90330000 | 18.00 | 0.00 | Yes | Yes | No |  | finished_good |  | Buy external | No |  |  |  | Yes | Yes | Yes
AT • ABSSTEM Technologies LLP | SS137 | PSA Module Spare,Consumable,Oxygen Sensor,PPM,Electrochemical,Sothland Sensing,,1 to 10000 PPM,(0°C | Service Spares | PSA Module Spare | Nos | 90330000 | 18.00 | 0.00 | Yes | Yes | No |  | finished_good |  | Buy external | No |  |  |  | Yes | Yes | Yes
AT • ABSSTEM Technologies LLP | SS138 | Compressor Spare,Breakdown,Sheave,Airend - 7 Barg,11 KW,IR-R11T,99331597, | Service Spares | Compressor Spare | Nos | 848350 | 18.00 | 0.00 | Yes | Yes | No |  | finished_good |  | Buy external | No |  |  |  | Yes | Yes | Yes
AT • ABSSTEM Technologies LLP | SS139 | Compressor Spare,Breakdown,Screw,Hex HD M8 X 20,11 KW,IR,96702824, | Service Spares | Compressor Spare | Nos | 7318 | 18.00 | 0.00 | Yes | Yes | No |  | finished_good |  | Buy external | No |  |  |  | Yes | Yes | Yes
AT • ABSSTEM Technologies LLP | SS14 | Compressor Spare,Breakdown,Contactor,15 - 22 KW,IR AX32-30-10 ,, | Service Spares | Compressor Spare | Nos | 9029 | 18.00 | 0.00 | Yes | Yes | No |  | finished_good |  | Buy external | No |  |  |  | Yes | Yes | Yes
AT • ABSSTEM Technologies LLP | SS140 | Compressor Spare,Breakdown,Washer,Spring M8,11 KW,IR,96728316, | Service Spares | Compressor Spare | Nos | 7318 | 18.00 | 0.00 | Yes | Yes | No |  | finished_good |  | Buy external | No |  |  |  | Yes | Yes | Yes
AT • ABSSTEM Technologies LLP | SS141 | Compressor Spare,Breakdown,Motor Electric - 2P,11 KW,IR-IP55 IE2,23871783,400 V | Service Spares | Compressor Spare | Nos | 8501 | 18.00 | 0.00 | Yes | Yes | No |  | finished_good |  | Buy external | No |  |  |  | Yes | Yes | Yes
AT • ABSSTEM Technologies LLP | SS142 | Compressor Spare,Breakdown,Filter Assembly High Dust,11 KW,IR,22978852, | Service Spares | Compressor Spare | Nos | 84149090 | 18.00 | 0.00 | Yes | Yes | No |  | finished_good |  | Buy external | No |  |  |  | Yes | Yes | Yes
AT • ABSSTEM Technologies LLP | SS143 | Compressor Spare,Breakdown,Hose,Inlet - 2" ID,Flexible,11 KW,IR,22898183, | Service Spares | Compressor Spare | Nos | 40092200 | 18.00 | 0.00 | Yes | Yes | No |  | finished_good |  | Buy external | No |  |  |  | Yes | Yes | Yes
AT • ABSSTEM Technologies LLP | SS144 | Compressor Spare,Breakdown,Valve - Inlet SD,11 KW,IR,99331654, | Service Spares | Compressor Spare | Nos | 8481 | 18.00 | 0.00 | Yes | Yes | No |  | finished_good |  | Buy external | No |  |  |  | Yes | Yes | Yes
AT • ABSSTEM Technologies LLP | SS145 | Compressor Spare,Breakdown,Valve - Inlet NO,11 KW,IR,99331498, | Service Spares | Compressor Spare | Nos | 8481 | 18.00 | 0.00 | Yes | Yes | No |  | finished_good |  | Buy external | No |  |  |  | Yes | Yes | Yes
AT • ABSSTEM Technologies LLP | SS146 | Compressor Spare,Breakdown,Gasket - Inlet,11 KW,IR,54636501, | Service Spares | Compressor Spare | Nos | 3919 | 18.00 | 0.00 | Yes | Yes | No |  | finished_good |  | Buy external | No |  |  |  | Yes | Yes | Yes
AT • ABSSTEM Technologies LLP | SS147 | Compressor Spare,Breakdown,Baffleb,Inlet Valve,11 KW,IR,22471817, | Service Spares | Compressor Spare | Nos | 8481 | 18.00 | 0.00 | Yes | Yes | No |  | finished_good |  | Buy external | No |  |  |  | Yes | Yes | Yes
AT • ABSSTEM Technologies LLP | SS148 | Compressor Spare,Consumable,Element,Oil Filter,11 KW,IR,39329602, | Service Spares | Compressor Spare | Nos | 84219900 | 18.00 | 0.00 | Yes | Yes | No |  | finished_good |  | Buy external | No |  |  |  | Yes | Yes | Yes
AT • ABSSTEM Technologies LLP | SS149 | Compressor Spare,Consumable,Element,Separator,11 KW,IR,24121212, | Service Spares | Compressor Spare | Nos | 84211910 | 18.00 | 0.00 | Yes | Yes | No |  | finished_good |  | Buy external | No |  |  |  | Yes | Yes | Yes
AT • ABSSTEM Technologies LLP | SS15 | Compressor Spare,Breakdown,Contactor,15 - 22 KW,IR AX32-30-01,, | Service Spares | Compressor Spare | Nos | 9029 | 18.00 | 0.00 | Yes | Yes | No |  | finished_good |  | Buy external | No |  |  |  | Yes | Yes | Yes
AT • ABSSTEM Technologies LLP | SS152 | Compressor Spare,Breakdown,Assembly,Oil Separator STEM,11 KW,IR,22232813, | Service Spares | Compressor Spare | Mtr | 84149090 | 18.00 | 0.00 | Yes | Yes | No |  | finished_good |  | Buy external | No |  |  |  | Yes | Yes | Yes
AT • ABSSTEM Technologies LLP | SS153 | Compressor Spare,Breakdown,O-Ring (SEP STEM),11 KW,IR,95025466, | Service Spares | Compressor Spare | Mtr | 401693 | 18.00 | 0.00 | Yes | Yes | No |  | finished_good |  | Buy external | No |  |  |  | Yes | Yes | Yes
AT • ABSSTEM Technologies LLP | SS154 | Compressor Spare,Breakdown,O-Ring (SEP STEM),11 KW,IR,95022133, | Service Spares | Compressor Spare | Mtr | 401693 | 18.00 | 0.00 | Yes | Yes | No |  | finished_good |  | Buy external | No |  |  |  | Yes | Yes | Yes
AT • ABSSTEM Technologies LLP | SS155 | Compressor Spare,Breakdown,Switch High Air Temperature (108° C),11 KW,IR,23681604, | Service Spares | Compressor Spare | Mtr | 853650 | 18.00 | 0.00 | Yes | Yes | No |  | finished_good |  | Buy external | No |  |  |  | Yes | Yes | Yes
AT • ABSSTEM Technologies LLP | SS156 | Compressor Spare,Breakdown,O-Ring,HATS,11 KW,IR,39404165, | Service Spares | Compressor Spare | Mtr | 401693 | 18.00 | 0.00 | Yes | Yes | No |  | finished_good |  | Buy external | No |  |  |  | Yes | Yes | Yes
AT • ABSSTEM Technologies LLP | SS157 | Compressor Spare,Breakdown,Actuator Thermal,11 KW,IR,22463368, | Service Spares | Compressor Spare | Mtr | 8414 | 18.00 | 0.00 | Yes | Yes | No |  | finished_good |  | Buy external | No |  |  |  | Yes | Yes | Yes
AT • ABSSTEM Technologies LLP | SS158 | Compressor Spare,Breakdown,Plug,Thermal Valve Superseded to 47655536001,11 KW,IR,22186688, | Service Spares | Compressor Spare | Mtr | 8481 | 18.00 | 0.00 | Yes | Yes | No |  | finished_good |  | Buy external | No |  |  |  | Yes | Yes | Yes
AT • ABSSTEM Technologies LLP | SS159 | Compressor Spare,Breakdown,Hose 1/2" X 563 mm Long,11 KW,IR,85558898, | Service Spares | Compressor Spare | Nos | 40092200 | 18.00 | 0.00 | Yes | Yes | No |  | finished_good |  | Buy external | No |  |  |  | Yes | Yes | Yes
AT • ABSSTEM Technologies LLP | SS16 | Compressor Spare,Breakdown,Contactor,,AX65-30,,110 VAC | Service Spares | Compressor Spare | Nos | 9029 | 18.00 | 0.00 | Yes | Yes | No |  | finished_good |  | Buy external | No |  |  |  | Yes | Yes | Yes
AT • ABSSTEM Technologies LLP | SS160 | Compressor Spare,Breakdown,Hose Hydraulic STR X STR - 8 X 16 LONG,11 KW,IR,85558872, | Service Spares | Compressor Spare | Mtr | 40092200 | 18.00 | 0.00 | Yes | Yes | No |  | finished_good |  | Buy external | No |  |  |  | Yes | Yes | Yes
AT • ABSSTEM Technologies LLP | SS161 | Compressor Spare,Breakdown,Switch Pressure 85-102 PSIG,11 KW,IR,23672744, | Service Spares | Compressor Spare | Mtr | 40092200 | 18.00 | 0.00 | Yes | Yes | No |  | finished_good |  | Buy external | No |  |  |  | Yes | Yes | Yes
AT • ABSSTEM Technologies LLP | SS162 | Compressor Spare,Breakdown,Valve Solenoid - 13 Barg,11 KW,IR,70277389, | Service Spares | Compressor Spare | Mtr | 8481 | 18.00 | 0.00 | Yes | Yes | No |  | finished_good |  | Buy external | No |  |  |  | Yes | Yes | Yes
AT • ABSSTEM Technologies LLP | SS163 | Compressor Spare,Breakdown,Bracket Solenoid Valve,11 KW,IR,70278130, | Service Spares | Compressor Spare | Mtr | 8481 | 18.00 | 0.00 | Yes | Yes | No |  | finished_good |  | Buy external | No |  |  |  | Yes | Yes | Yes
AT • ABSSTEM Technologies LLP | SS164 | Compressor Spare,Breakdown,Valve - Blowdown,11 KW,IR,99331670, | Service Spares | Compressor Spare | Mtr | 8481 | 18.00 | 0.00 | Yes | Yes | No |  | finished_good |  | Buy external | No |  |  |  | Yes | Yes | Yes
AT • ABSSTEM Technologies LLP | SS165 | Compressor Spare,Breakdown,Compressor Running Houer Meter,11 KW,IR,, | Service Spares | Compressor Spare | Mtr | 8431 | 18.00 | 0.00 | Yes | Yes | No |  | finished_good |  | Buy external | No |  |  |  | Yes | Yes | Yes
AT • ABSSTEM Technologies LLP | SS166 | Compressor Spare,Consumable,Oil Filter,15-22 KW,IR,ZS1211906, | Service Spares | Compressor Spare | Nos | 84219900 | 18.00 | 0.00 | Yes | Yes | No |  | finished_good |  | Buy external | No |  |  |  | Yes | Yes | Yes
AT • ABSSTEM Technologies LLP | SS167 | Compressor Spare,Consumable,Air Filter Element,15-22 KW,IR,ZS1211912, | Service Spares | Compressor Spare | Nos | 84219900 | 18.00 | 0.00 | Yes | Yes | No |  | finished_good |  | Buy external | No |  |  |  | Yes | Yes | Yes
AT • ABSSTEM Technologies LLP | SS168 | Compressor Spare,Consumable,Oil Separator,15-22 KW,IR,ZS1211908, | Service Spares | Compressor Spare | Nos | 84211910 | 18.00 | 0.00 | Yes | Yes | No |  | finished_good |  | Buy external | No |  |  |  | Yes | Yes | Yes
AT • ABSSTEM Technologies LLP | SS169 | Compressor Spare,Breakdown,O-Ring For Drain Plug,15-22 KW,IR,QX176300, | Service Spares | Compressor Spare | Nos | 401693 | 18.00 | 0.00 | Yes | Yes | No |  | finished_good |  | Buy external | No |  |  |  | Yes | Yes | Yes
AT • ABSSTEM Technologies LLP | SS17 | Compressor Spare,Breakdown,Contactor,,AX50-30,,110 VAC | Service Spares | Compressor Spare | Nos | 9029 | 18.00 | 0.00 | Yes | Yes | No |  | finished_good |  | Buy external | No |  |  |  | Yes | Yes | Yes
AT • ABSSTEM Technologies LLP | SS170 | Compressor Spare,Breakdown,O-Ring For Filling Plug,15-22 KW,IR,QX175056, | Service Spares | Compressor Spare | Nos | 401693 | 18.00 | 0.00 | Yes | Yes | No |  | finished_good |  | Buy external | No |  |  |  | Yes | Yes | Yes
AT • ABSSTEM Technologies LLP | SS171 | Compressor Spare,Consumable,Mesh Filter Element,15-22 KW,IR,QX102305, | Service Spares | Compressor Spare | Nos | 84219900 | 18.00 | 0.00 | Yes | Yes | No |  | finished_good |  | Buy external | No |  |  |  | Yes | Yes | Yes
AT • ABSSTEM Technologies LLP | SS172 | Compressor Spare,Breakdown,O-Ring Intake Cover,15-22 KW,IR,QX175044, | Service Spares | Compressor Spare | Nos | 401693 | 18.00 | 0.00 | Yes | Yes | No |  | finished_good |  | Buy external | No |  |  |  | Yes | Yes | Yes
AT • ABSSTEM Technologies LLP | SS173 | Compressor Spare,Consumable,Intake Valve,15-22 KW,IR,A11985074, | Service Spares | Compressor Spare | Nos | 8481 | 18.00 | 0.00 | Yes | Yes | No |  | finished_good |  | Buy external | No |  |  |  | Yes | Yes | Yes
AT • ABSSTEM Technologies LLP | SS174 | Compressor Spare,Consumable,MPCV,15-22 KW,IR,QX102303, | Service Spares | Compressor Spare | Nos | 8536 | 18.00 | 0.00 | Yes | Yes | No |  | finished_good |  | Buy external | No |  |  |  | Yes | Yes | Yes
AT • ABSSTEM Technologies LLP | SS175 | Compressor Spare,Breakdown,Discharge Hose,15-22 KW,IR,CC1109169, | Service Spares | Compressor Spare | Nos | 40092200 | 18.00 | 0.00 | Yes | Yes | No |  | finished_good |  | Buy external | No |  |  |  | Yes | Yes | Yes
AT • ABSSTEM Technologies LLP | SS176 | Compressor Spare,Breakdown,Lube Oil Hose,15-22 KW,IR,CC1109168, | Service Spares | Compressor Spare | Nos | 40092200 | 18.00 | 0.00 | Yes | Yes | No |  | finished_good |  | Buy external | No |  |  |  | Yes | Yes | Yes
AT • ABSSTEM Technologies LLP | SS177 | Compressor Spare,Breakdown,O-Ring TCV,15-22 KW,IR,95000204, | Service Spares | Compressor Spare | Nos | 401693 | 18.00 | 0.00 | Yes | Yes | No |  | finished_good |  | Buy external | No |  |  |  | Yes | Yes | Yes
AT • ABSSTEM Technologies LLP | SS178 | Compressor Spare,Breakdown,Pressure Sensor,15-22 KW,IR,ZS1050642,4 - 20 mA | Service Spares | Compressor Spare | Nos | 90262000 | 18.00 | 0.00 | Yes | Yes | No |  | finished_good |  | Buy external | No |  |  |  | Yes | Yes | Yes
AT • ABSSTEM Technologies LLP | SS179 | Compressor Spare,Breakdown,Solenoid Valve,15-22 KW,IR,100015591,230 V | Service Spares | Compressor Spare | Nos | 8481 | 18.00 | 0.00 | Yes | Yes | No |  | finished_good |  | Buy external | No |  |  |  | Yes | Yes | Yes
AT • ABSSTEM Technologies LLP | SS18 | Compressor Spare,Breakdown,Exhaust Fan,11 KW,IR,99319337, | Service Spares | Compressor Spare | Nos | 84149090 | 18.00 | 0.00 | Yes | Yes | No |  | finished_good |  | Buy external | No |  |  |  | Yes | Yes | Yes
AT • ABSSTEM Technologies LLP | SS180 | Compressor Spare,Breakdown,Suction Flange,15-22 KW,IR,QX102410, | Service Spares | Compressor Spare | Nos | 4009 | 18.00 | 0.00 | Yes | Yes | No |  | finished_good |  | Buy external | No |  |  |  | Yes | Yes | Yes
AT • ABSSTEM Technologies LLP | SS181 | Compressor Spare,Breakdown,Blow Off Valve,15-22 KW,IR,A11984374, | Service Spares | Compressor Spare | Nos | 8481 | 18.00 | 0.00 | Yes | Yes | No |  | finished_good |  | Buy external | No |  |  |  | Yes | Yes | Yes
AT • ABSSTEM Technologies LLP | SS182 | Compressor Spare,Breakdown,Safety Valve 15 Bar R 1/4",15-22 KW,IR,100003511, | Service Spares | Compressor Spare | Nos | 8481 | 18.00 | 0.00 | Yes | Yes | No |  | finished_good |  | Buy external | No |  |  |  | Yes | Yes | Yes
AT • ABSSTEM Technologies LLP | SS183 | Compressor Spare,Breakdown,Air Filter Housing,15-22 KW,IR,ZS1211911, | Service Spares | Compressor Spare | Nos | 84219900 | 18.00 | 0.00 | Yes | Yes | No |  | finished_good |  | Buy external | No |  |  |  | Yes | Yes | Yes
AT • ABSSTEM Technologies LLP | SS184 | Compressor Spare,Breakdown,O-Ring 26.57 X 3.53,15-22 KW,IR,QX175045, | Service Spares | Compressor Spare | Nos | 401693 | 18.00 | 0.00 | Yes | Yes | No |  | finished_good |  | Buy external | No |  |  |  | Yes | Yes | Yes
AT • ABSSTEM Technologies LLP | SS185 | Compressor Spare,Breakdown,Non Return Valve Seat,15-22 KW,IR,A11984174, | Service Spares | Compressor Spare | Nos | 8481 | 18.00 | 0.00 | Yes | Yes | No |  | finished_good |  | Buy external | No |  |  |  | Yes | Yes | Yes
AT • ABSSTEM Technologies LLP | SS186 | Compressor Spare,Breakdown,Motor,15-22 KW,IR,ZS1109260, | Service Spares | Compressor Spare | Nos | 8501 | 18.00 | 0.00 | Yes | Yes | No |  | finished_good |  | Buy external | No |  |  |  | Yes | Yes | Yes
AT • ABSSTEM Technologies LLP | SS187 | Compressor Spare,Breakdown,Motor,15-22 KW,IR,ZS1109261, | Service Spares | Compressor Spare | Nos | 8501 | 18.00 | 0.00 | Yes | Yes | No |  | finished_good |  | Buy external | No |  |  |  | Yes | Yes | Yes
AT • ABSSTEM Technologies LLP | SS188 | Compressor Spare,Breakdown,Motor,15-22 KW,IR,ZS1109262, | Service Spares | Compressor Spare | Nos | 8501 | 18.00 | 0.00 | Yes | Yes | No |  | finished_good |  | Buy external | No |  |  |  | Yes | Yes | Yes
AT • ABSSTEM Technologies LLP | SS189 | Compressor Spare,Breakdown,V Belt Pulley,7.5bar,15-22 KW,IR,100001742,150 V | Service Spares | Compressor Spare | Nos | 401032 | 18.00 | 0.00 | Yes | Yes | No |  | finished_good |  | Buy external | No |  |  |  | Yes | Yes | Yes
AT • ABSSTEM Technologies LLP | SS19 | Compressor Spare,Breakdown,Exhaust Fan,15 KW,IR,QX102294, | Service Spares | Compressor Spare | Nos | 84149090 | 18.00 | 0.00 | Yes | Yes | No |  | finished_good |  | Buy external | No |  |  |  | Yes | Yes | Yes
AT • ABSSTEM Technologies LLP | SS190 | Compressor Spare,Breakdown,V Belt Pulley,7.5bar,15-22 KW,IR,100001743, | Service Spares | Compressor Spare | Nos | 401032 | 18.00 | 0.00 | Yes | Yes | No |  | finished_good |  | Buy external | No |  |  |  | Yes | Yes | Yes
AT • ABSSTEM Technologies LLP | SS191 | Compressor Spare,Breakdown,V Belt Pulley,7.5bar,15-22 KW,IR,100001962, | Service Spares | Compressor Spare | Nos | 401032 | 18.00 | 0.00 | Yes | Yes | No |  | finished_good |  | Buy external | No |  |  |  | Yes | Yes | Yes
AT • ABSSTEM Technologies LLP | SS192 | Compressor Spare,Breakdown,Belt Protection,15-22 KW,IR,CC1212485, | Service Spares | Compressor Spare | Nos | 8428 | 18.00 | 0.00 | Yes | Yes | No |  | finished_good |  | Buy external | No |  |  |  | Yes | Yes | Yes
AT • ABSSTEM Technologies LLP | SS193 | Compressor Spare,Breakdown,Air intake Nozzle,15-22 KW,IR,QX102291, | Service Spares | Compressor Spare | Nos | 84149090 | 18.00 | 0.00 | Yes | Yes | No |  | finished_good |  | Buy external | No |  |  |  | Yes | Yes | Yes
AT • ABSSTEM Technologies LLP | SS194 | Compressor Spare,Breakdown,Fan Screen,15-22 KW,IR,CC1110561, | Service Spares | Compressor Spare | Nos | 8414 | 18.00 | 0.00 | Yes | Yes | No |  | finished_good |  | Buy external | No |  |  |  | Yes | Yes | Yes
AT • ABSSTEM Technologies LLP | SS195 | Compressor Spare,Breakdown,Starter Box,15-22 KW,IR- L15-22 FS,CC1212457, | Service Spares | Compressor Spare | Nos | 85114000 | 18.00 | 0.00 | Yes | Yes | No |  | finished_good |  | Buy external | No |  |  |  | Yes | Yes | Yes
AT • ABSSTEM Technologies LLP | SS196 | Compressor Spare,Breakdown,Starter Box,15-22 KW,IR- L15-22 RS,CC1212711, | Service Spares | Compressor Spare | Nos | 85114000 | 18.00 | 0.00 | Yes | Yes | No |  | finished_good |  | Buy external | No |  |  |  | Yes | Yes | Yes
AT • ABSSTEM Technologies LLP | SS197 | Compressor Spare,Breakdown,Starter Box Panel Top,15-22 KW,IR-L15-22 RS,CC1212712, | Service Spares | Compressor Spare | Nos | 85114000 | 18.00 | 0.00 | Yes | Yes | No |  | finished_good |  | Buy external | No |  |  |  | Yes | Yes | Yes
AT • ABSSTEM Technologies LLP | SS198 | Compressor Spare,Consumable,Element, Air Filter,30-37 KW,IR,24900292, | Service Spares | Compressor Spare | Nos | 84219900 | 18.00 | 0.00 | Yes | Yes | No |  | finished_good |  | Buy external | No |  |  |  | Yes | Yes | Yes
AT • ABSSTEM Technologies LLP | SS199 | Compressor Spare,Consumable,Element,Oil Separator,30-45 KW,IR,24163537, | Service Spares | Compressor Spare | Nos | 84211910 | 18.00 | 0.00 | Yes | Yes | No |  | finished_good |  | Buy external | No |  |  |  | Yes | Yes | Yes
AT • ABSSTEM Technologies LLP | SS2 | Compressor Spare,Consumable,Kit - 2000 Hr,15 - 22 KW,IR,47709674001, | Service Spares | Compressor Spare | Nos | 84149090 | 18.00 | 0.00 | Yes | Yes | No |  | finished_good |  | Buy external | No |  |  |  | Yes | Yes | Yes
AT • ABSSTEM Technologies LLP | SS20 | Compressor Spare,Breakdown,Exhaust Fan,30 KW/37 KW,IR,47509178, | Service Spares | Compressor Spare | Nos | 84149090 | 18.00 | 0.00 | Yes | Yes | No |  | finished_good |  | Buy external | No |  |  |  | Yes | Yes | Yes
AT • ABSSTEM Technologies LLP | SS200 | Compressor Spare,Consumable,Pad, Filter,30-37 KW,IR,47656718001, | Service Spares | Compressor Spare | Nos | 84219900 | 18.00 | 0.00 | Yes | Yes | No |  | finished_good |  | Buy external | No |  |  |  | Yes | Yes | Yes
AT • ABSSTEM Technologies LLP | SS201 | Compressor Spare,Consumable,Filter,Air Housing,30-37 KW,IR,24900243, | Service Spares | Compressor Spare | Nos | 84219900 | 18.00 | 0.00 | Yes | Yes | No |  | finished_good |  | Buy external | No |  |  |  | Yes | Yes | Yes
AT • ABSSTEM Technologies LLP | SS202 | Compressor Spare,Breakdown,Hose,Filter to Valve,30-37 KW,IR,47659191001, | Service Spares | Compressor Spare | Nos | 8481 | 18.00 | 0.00 | Yes | Yes | No |  | finished_good |  | Buy external | No |  |  |  | Yes | Yes | Yes
AT • ABSSTEM Technologies LLP | SS203 | Compressor Spare,Breakdown,Hose,Filter to Valve,30-37 KW,IR,47655526001, | Service Spares | Compressor Spare | Nos | 8481 | 18.00 | 0.00 | Yes | Yes | No |  | finished_good |  | Buy external | No |  |  |  | Yes | Yes | Yes
AT • ABSSTEM Technologies LLP | SS204 | Compressor Spare,Breakdown,Assembly,Airend - 7.5-8.5 Barg,30-37 KW,IR,49078876, | Service Spares | Compressor Spare | Nos | 84149090 | 18.00 | 0.00 | Yes | Yes | No |  | finished_good |  | Buy external | No |  |  |  | Yes | Yes | Yes
AT • ABSSTEM Technologies LLP | SS205 | Compressor Spare,Breakdown,O-Ring,Gearcase,30-37 KW,IR,95990776, | Service Spares | Compressor Spare | Nos | 401693 | 18.00 | 0.00 | Yes | Yes | No |  | finished_good |  | Buy external | No |  |  |  | Yes | Yes | Yes
AT • ABSSTEM Technologies LLP | SS206 | Compressor Spare,Breakdown,O-Ring,30-37 KW,IR,95987236, | Service Spares | Compressor Spare | Nos | 401693 | 18.00 | 0.00 | Yes | Yes | No |  | finished_good |  | Buy external | No |  |  |  | Yes | Yes | Yes
AT • ABSSTEM Technologies LLP | SS207 | Compressor Spare,Breakdown,O-Ring,30-45 KW,IR,95070272, | Service Spares | Compressor Spare | Nos | 401693 | 18.00 | 0.00 | Yes | Yes | No |  | finished_good |  | Buy external | No |  |  |  | Yes | Yes | Yes
AT • ABSSTEM Technologies LLP | SS208 | Compressor Spare,Breakdown,O-Ring,30-45 KW,IR,95023107, | Service Spares | Compressor Spare | Nos | 401693 | 18.00 | 0.00 | Yes | Yes | No |  | finished_good |  | Buy external | No |  |  |  | Yes | Yes | Yes
AT • ABSSTEM Technologies LLP | SS209 | Compressor Spare,Breakdown,Valve, In-Line Check,30-37 KW,IR,47536005001, | Service Spares | Compressor Spare | Nos | 8481 | 18.00 | 0.00 | Yes | Yes | No |  | finished_good |  | Buy external | No |  |  |  | Yes | Yes | Yes
AT • ABSSTEM Technologies LLP | SS21 | Compressor Spare,Breakdown,Exhaust Fan,45 KW,IR,24054777, | Service Spares | Compressor Spare | Nos | 84149090 | 18.00 | 0.00 | Yes | Yes | No |  | finished_good |  | Buy external | No |  |  |  | Yes | Yes | Yes
AT • ABSSTEM Technologies LLP | SS210 | Compressor Spare,Breakdown,Motor Drive,7.5 - 8.5 Barg,30-37 KW,IR,47521739001,380 - 415 V | Service Spares | Compressor Spare | Nos | 8501 | 18.00 | 0.00 | Yes | Yes | No |  | finished_good |  | Buy external | No |  |  |  | Yes | Yes | Yes
AT • ABSSTEM Technologies LLP | SS211 | Compressor Spare,Breakdown,Motor Drive,7.5 - 8.5 Barg,30-37 KW,IR,47521738001,380 - 415 V | Service Spares | Compressor Spare | Nos | 8501 | 18.00 | 0.00 | Yes | Yes | No |  | finished_good |  | Buy external | No |  |  |  | Yes | Yes | Yes
AT • ABSSTEM Technologies LLP | SS212 | Compressor Spare,Breakdown,Sleave,30-37 KW,IR,47536040001, | Service Spares | Compressor Spare | Nos | 7609 | 18.00 | 0.00 | Yes | Yes | No |  | finished_good |  | Buy external | No |  |  |  | Yes | Yes | Yes
AT • ABSSTEM Technologies LLP | SS213 | Compressor Spare,Breakdown,Gearcase,30-37 KW,IR,47545844001, | Service Spares | Compressor Spare | Nos | 84834000 | 18.00 | 0.00 | Yes | Yes | No |  | finished_good |  | Buy external | No |  |  |  | Yes | Yes | Yes
AT • ABSSTEM Technologies LLP | SS214 | Compressor Spare,Breakdown,Gear Set 7.5 Barg,30-37 KW,IR,48864995, | Service Spares | Compressor Spare | Nos | 84834000 | 18.00 | 0.00 | Yes | Yes | No |  | finished_good |  | Buy external | No |  |  |  | Yes | Yes | Yes
AT • ABSSTEM Technologies LLP | SS215 | Compressor Spare,Breakdown,Gear Set 7.5 Barg,30-37 KW,IR,24905895, | Service Spares | Compressor Spare | Nos | 84834000 | 18.00 | 0.00 | Yes | Yes | No |  | finished_good |  | Buy external | No |  |  |  | Yes | Yes | Yes
AT • ABSSTEM Technologies LLP | SS216 | Compressor Spare,Breakdown,Valve,Pressure Relief,30-37 KW,IR,47522792001, | Service Spares | Compressor Spare | Nos | 8481 | 18.00 | 0.00 | Yes | Yes | No |  | finished_good |  | Buy external | No |  |  |  | Yes | Yes | Yes
AT • ABSSTEM Technologies LLP | SS217 | Compressor Spare,Breakdown,Valve Drain,30-37 KW,IR,70614755, | Service Spares | Compressor Spare | Nos | 8481 | 18.00 | 0.00 | Yes | Yes | No |  | finished_good |  | Buy external | No |  |  |  | Yes | Yes | Yes
AT • ABSSTEM Technologies LLP | SS218 | Compressor Spare,Breakdown,Plug,Oil Fill,30-37 KW,IR,23980840, | Service Spares | Compressor Spare | Nos | 84834000 | 18.00 | 0.00 | Yes | Yes | No |  | finished_good |  | Buy external | No |  |  |  | Yes | Yes | Yes
AT • ABSSTEM Technologies LLP | SS219 | Compressor Spare,Breakdown,Sight Glass,30-37 KW,IR,23404866, | Service Spares | Compressor Spare | Nos | 9025 | 18.00 | 0.00 | Yes | Yes | No |  | finished_good |  | Buy external | No |  |  |  | Yes | Yes | Yes
AT • ABSSTEM Technologies LLP | SS22 | Compressor Spare,Breakdown,Thermostatic Valve,11 KW,IR,22456214, | Service Spares | Compressor Spare | Nos | 84149090 | 18.00 | 0.00 | Yes | Yes | No |  | finished_good |  | Buy external | No |  |  |  | Yes | Yes | Yes
AT • ABSSTEM Technologies LLP | SS220 | Compressor Spare,Breakdown,Tube,30-37 KW,IR,47512866, | Service Spares | Compressor Spare | Nos | 39173100 | 18.00 | 0.00 | Yes | Yes | No |  | finished_good |  | Buy external | No |  |  |  | Yes | Yes | Yes
AT • ABSSTEM Technologies LLP | SS221 | Compressor Spare,Breakdown,Tube,30-37 KW,IR,47512867, | Service Spares | Compressor Spare | Nos | 39173100 | 18.00 | 0.00 | Yes | Yes | No |  | finished_good |  | Buy external | No |  |  |  | Yes | Yes | Yes
AT • ABSSTEM Technologies LLP | SS222 | Compressor Spare,Breakdown,Tube, Scavenge,30-37 KW,IR,24091704, | Service Spares | Compressor Spare | Nos | 39173100 | 18.00 | 0.00 | Yes | Yes | No |  | finished_good |  | Buy external | No |  |  |  | Yes | Yes | Yes
AT • ABSSTEM Technologies LLP | SS223 | Compressor Spare,Breakdown,Adopter,30-37 KW,IR,23413479, | Service Spares | Compressor Spare | Nos | 8536 | 18.00 | 0.00 | Yes | Yes | No |  | finished_good |  | Buy external | No |  |  |  | Yes | Yes | Yes
AT • ABSSTEM Technologies LLP | SS224 | Compressor Spare,Breakdown,Valve,Orifice,30-37 KW,IR,23709942, | Service Spares | Compressor Spare | Nos | 8481 | 18.00 | 0.00 | Yes | Yes | No |  | finished_good |  | Buy external | No |  |  |  | Yes | Yes | Yes
AT • ABSSTEM Technologies LLP | SS225 | Compressor Spare,Breakdown,Hose,30-37 KW,IR,47656465001, | Service Spares | Compressor Spare | Nos | 40092200 | 18.00 | 0.00 | Yes | Yes | No |  | finished_good |  | Buy external | No |  |  |  | Yes | Yes | Yes
AT • ABSSTEM Technologies LLP | SS226 | Compressor Spare,Breakdown,Hose,30-37 KW,IR,23416670003, | Service Spares | Compressor Spare | Nos | 40092200 | 18.00 | 0.00 | Yes | Yes | No |  | finished_good |  | Buy external | No |  |  |  | Yes | Yes | Yes
AT • ABSSTEM Technologies LLP | SS227 | Compressor Spare,Breakdown,Hose,30-37 KW,IR,48662670, | Service Spares | Compressor Spare | Nos | 40092200 | 18.00 | 0.00 | Yes | Yes | No |  | finished_good |  | Buy external | No |  |  |  | Yes | Yes | Yes
AT • ABSSTEM Technologies LLP | SS228 | Compressor Spare,Breakdown,Hose,30-37 KW,IR,47656464001, | Service Spares | Compressor Spare | Nos | 40092200 | 18.00 | 0.00 | Yes | Yes | No |  | finished_good |  | Buy external | No |  |  |  | Yes | Yes | Yes
AT • ABSSTEM Technologies LLP | SS229 | Compressor Spare,Breakdown,O-Ring,30-37 KW,IR,95987988, | Service Spares | Compressor Spare | Nos | 401693 | 18.00 | 0.00 | Yes | Yes | No |  | finished_good |  | Buy external | No |  |  |  | Yes | Yes | Yes
AT • ABSSTEM Technologies LLP | SS23 | Compressor Spare,Breakdown,Thermostatic Valve,15 - 22 KW,IR,A11203274, | Service Spares | Compressor Spare | Nos | 84149090 | 18.00 | 0.00 | Yes | Yes | No |  | finished_good |  | Buy external | No |  |  |  | Yes | Yes | Yes
AT • ABSSTEM Technologies LLP | SS230 | Compressor Spare,Breakdown,Hose,30-37 KW,IR,39577176, | Service Spares | Compressor Spare | Nos | 40092200 | 18.00 | 0.00 | Yes | Yes | No |  | finished_good |  | Buy external | No |  |  |  | Yes | Yes | Yes
AT • ABSSTEM Technologies LLP | SS231 | Compressor Spare,Breakdown,Hose,30-37 KW,IR,85561157, | Service Spares | Compressor Spare | Nos | 40092200 | 18.00 | 0.00 | Yes | Yes | No |  | finished_good |  | Buy external | No |  |  |  | Yes | Yes | Yes
AT • ABSSTEM Technologies LLP | SS232 | Compressor Spare,Breakdown,Switch,Emergency Stop,30-37 KW,IR,23990716, | Service Spares | Compressor Spare | Nos | 853650 | 18.00 | 0.00 | Yes | Yes | No |  | finished_good |  | Buy external | No |  |  |  | Yes | Yes | Yes
AT • ABSSTEM Technologies LLP | SS233 | Compressor Spare,Breakdown,Current,Transformer,30-45 KW,IR,23970320, | Service Spares | Compressor Spare | Nos | 8504 | 18.00 | 0.00 | Yes | Yes | No |  | finished_good |  | Buy external | No |  |  |  | Yes | Yes | Yes
AT • ABSSTEM Technologies LLP | SS234 | Compressor Spare,Breakdown,Starter,Manual Motor,30-45 KW,IR,24482812, | Service Spares | Compressor Spare | Nos | 8501 | 18.00 | 0.00 | Yes | Yes | No |  | finished_good |  | Buy external | No |  |  |  | Yes | Yes | Yes
AT • ABSSTEM Technologies LLP | SS235 | Compressor Spare,Breakdown,Transformer,Control,30-37 KW,IR,47621257001, | Service Spares | Compressor Spare | Nos | 8504 | 18.00 | 0.00 | Yes | Yes | No |  | finished_good |  | Buy external | No |  |  |  | Yes | Yes | Yes
AT • ABSSTEM Technologies LLP | SS236 | Compressor Spare,Breakdown,Tube,30-37 KW,IR,39124813, | Service Spares | Compressor Spare | Nos | 39173100 | 18.00 | 0.00 | Yes | Yes | No |  | finished_good |  | Buy external | No |  |  |  | Yes | Yes | Yes
AT • ABSSTEM Technologies LLP | SS237 | Compressor Spare,Breakdown,O-Ring,30-37 KW,IR,95023131, | Service Spares | Compressor Spare | Nos | 401693 | 18.00 | 0.00 | Yes | Yes | No |  | finished_good |  | Buy external | No |  |  |  | Yes | Yes | Yes
AT • ABSSTEM Technologies LLP | SS238 | Compressor Spare,Breakdown,Sensor,Temperature,30-37 KW,IR,23522246, | Service Spares | Compressor Spare | Nos | 90318000 | 18.00 | 0.00 | Yes | Yes | No |  | finished_good |  | Buy external | No |  |  |  | Yes | Yes | Yes
AT • ABSSTEM Technologies LLP | SS239 | Compressor Spare,Breakdown,O-Ring,30-37 KW,IR,96759295, | Service Spares | Compressor Spare | Nos | 401693 | 18.00 | 0.00 | Yes | Yes | No |  | finished_good |  | Buy external | No |  |  |  | Yes | Yes | Yes
AT • ABSSTEM Technologies LLP | SS24 | Compressor Spare,Breakdown,Thermostatic Valve,30 KW,IR,23137920, | Service Spares | Compressor Spare | Nos | 84149090 | 18.00 | 0.00 | Yes | Yes | No |  | finished_good |  | Buy external | No |  |  |  | Yes | Yes | Yes
AT • ABSSTEM Technologies LLP | SS240 | Compressor Spare,Breakdown,Transducer,30-37 KW,IR,49154016, | Service Spares | Compressor Spare | Nos | 8479 | 18.00 | 0.00 | Yes | Yes | No |  | finished_good |  | Buy external | No |  |  |  | Yes | Yes | Yes
AT • ABSSTEM Technologies LLP | SS241 | Compressor Spare,Breakdown,Fuse,30-37 KW,IR,23199557,3 Amp | Service Spares | Compressor Spare | Nos | 8536 | 18.00 | 0.00 | Yes | Yes | No |  | finished_good |  | Buy external | No |  |  |  | Yes | Yes | Yes
AT • ABSSTEM Technologies LLP | SS242 | Compressor Spare,Consumable,Element Oil filter,30-45 KW,IR,39911615, | Service Spares | Compressor Spare | Nos | 84219900 | 18.00 | 0.00 | Yes | Yes | No |  | finished_good |  | Buy external | No |  |  |  | Yes | Yes | Yes
AT • ABSSTEM Technologies LLP | SS243 | Compressor Spare,Consumable,Element Air filter ,45 KW,IR,24091720, | Service Spares | Compressor Spare | Nos | 84219900 | 18.00 | 0.00 | Yes | Yes | No |  | finished_good |  | Buy external | No |  |  |  | Yes | Yes | Yes
AT • ABSSTEM Technologies LLP | SS244 | Compressor Spare,Consumable,Pad Filter,45 KW,IR,24115826, | Service Spares | Compressor Spare | Nos | 84219900 | 18.00 | 0.00 | Yes | Yes | No |  | finished_good |  | Buy external | No |  |  |  | Yes | Yes | Yes
AT • ABSSTEM Technologies LLP | SS245 | Compressor Spare,Breakdown,Tube Thermal Valve IN,45 KW,IR,24278616, | Service Spares | Compressor Spare | Nos | 8481 | 18.00 | 0.00 | Yes | Yes | No |  | finished_good |  | Buy external | No |  |  |  | Yes | Yes | Yes
AT • ABSSTEM Technologies LLP | SS246 | Compressor Spare,Breakdown,Tube 1" Filter IN,45 KW,IR,24278632, | Service Spares | Compressor Spare | Nos | 84219900 | 18.00 | 0.00 | Yes | Yes | No |  | finished_good |  | Buy external | No |  |  |  | Yes | Yes | Yes
AT • ABSSTEM Technologies LLP | SS247 | Compressor Spare,Breakdown,Tube Nylon 12mm,45 KW,IR,24143281, | Service Spares | Compressor Spare | Nos | 39173100 | 18.00 | 0.00 | Yes | Yes | No |  | finished_good |  | Buy external | No |  |  |  | Yes | Yes | Yes
AT • ABSSTEM Technologies LLP | SS248 | Compressor Spare,Breakdown,Hose Dash-32 AE Discharge to Sep Tank,45 KW,IR,24083016, | Service Spares | Compressor Spare | Nos | 40092200 | 18.00 | 0.00 | Yes | Yes | No |  | finished_good |  | Buy external | No |  |  |  | Yes | Yes | Yes
AT • ABSSTEM Technologies LLP | SS249 | Compressor Spare,Breakdown,Hose 0.26" x 18" (ORFS STR X ORFS STR),45 KW,IR,85571628, | Service Spares | Compressor Spare | Nos | 40092200 | 18.00 | 0.00 | Yes | Yes | No |  | finished_good |  | Buy external | No |  |  |  | Yes | Yes | Yes
AT • ABSSTEM Technologies LLP | SS25 | Compressor Spare,Breakdown,Thermostatic Valve,37 KW,IR,23137920,39467634 | Service Spares | Compressor Spare | Nos | 84149090 | 18.00 | 0.00 | Yes | Yes | No |  | finished_good |  | Buy external | No |  |  |  | Yes | Yes | Yes
AT • ABSSTEM Technologies LLP | SS250 | Compressor Spare,Breakdown,Hose Dash-12 AE Discharge to Sep Tank,45 KW,IR,24083024, | Service Spares | Compressor Spare | Nos | 40092200 | 18.00 | 0.00 | Yes | Yes | No |  | finished_good |  | Buy external | No |  |  |  | Yes | Yes | Yes
AT • ABSSTEM Technologies LLP | SS251 | Compressor Spare,Breakdown,Motor Drive,45 KW,IR,24058190, | Service Spares | Compressor Spare | Nos | 8501 | 18.00 | 0.00 | Yes | Yes | No |  | finished_good |  | Buy external | No |  |  |  | Yes | Yes | Yes
AT • ABSSTEM Technologies LLP | SS252 | Compressor Spare,Breakdown,Gasket Motor Plate,45 KW,IR,93481364, | Service Spares | Compressor Spare | Nos | 8501 | 18.00 | 0.00 | Yes | Yes | No |  | finished_good |  | Buy external | No |  |  |  | Yes | Yes | Yes
AT • ABSSTEM Technologies LLP | SS253 | Compressor Spare,Breakdown,Adapter,45 KW,IR,93472215, | Service Spares | Compressor Spare | Nos | 8536 | 18.00 | 0.00 | Yes | Yes | No |  | finished_good |  | Buy external | No |  |  |  | Yes | Yes | Yes
AT • ABSSTEM Technologies LLP | SS254 | Compressor Spare,Breakdown,Sleeve Shaft CF90,45 KW,IR,93481331, | Service Spares | Compressor Spare | Nos | 8483 | 18.00 | 0.00 | Yes | Yes | No |  | finished_good |  | Buy external | No |  |  |  | Yes | Yes | Yes
AT • ABSSTEM Technologies LLP | SS255 | Compressor Spare,Breakdown,Seal Shaft High Pressure,30-45 KW,IR,88142450, | Service Spares | Compressor Spare | Nos | 84849000 | 18.00 | 0.00 | Yes | Yes | No |  | finished_good |  | Buy external | No |  |  |  | Yes | Yes | Yes
AT • ABSSTEM Technologies LLP | SS256 | Compressor Spare,Breakdown,Seal Housing Motor Shaft,45 KW,IR,88142427, | Service Spares | Compressor Spare | Nos | 8501 | 18.00 | 0.00 | Yes | Yes | No |  | finished_good |  | Buy external | No |  |  |  | Yes | Yes | Yes
AT • ABSSTEM Technologies LLP | SS257 | Compressor Spare,Breakdown,Airend Assembly,45 KW,IR,54519194, | Service Spares | Compressor Spare | Nos | 84149090 | 18.00 | 0.00 | Yes | Yes | No |  | finished_good |  | Buy external | No |  |  |  | Yes | Yes | Yes
AT • ABSSTEM Technologies LLP | SS258 | Compressor Spare,Breakdown,Tube Airend Oil Feed,45 KW,IR,93481570, | Service Spares | Compressor Spare | Nos | 39173100 | 18.00 | 0.00 | Yes | Yes | No |  | finished_good |  | Buy external | No |  |  |  | Yes | Yes | Yes
AT • ABSSTEM Technologies LLP | SS259 | Compressor Spare,Breakdown,Tube Seal Scavenge Airend Side,45 KW,IR,23795800, | Service Spares | Compressor Spare | Nos | 39173100 | 18.00 | 0.00 | Yes | Yes | No |  | finished_good |  | Buy external | No |  |  |  | Yes | Yes | Yes
AT • ABSSTEM Technologies LLP | SS26 | Compressor Spare,Breakdown,Thermostatic Valve,45 KW,IR,28356523, | Service Spares | Compressor Spare | Nos | 84149090 | 18.00 | 0.00 | Yes | Yes | No |  | finished_good |  | Buy external | No |  |  |  | Yes | Yes | Yes
AT • ABSSTEM Technologies LLP | SS260 | Compressor Spare,Breakdown,Tube Seal Scavenge Motor Side,45 KW,IR,24096133, | Service Spares | Compressor Spare | Nos | 39173100 | 18.00 | 0.00 | Yes | Yes | No |  | finished_good |  | Buy external | No |  |  |  | Yes | Yes | Yes
AT • ABSSTEM Technologies LLP | SS261 | Compressor Spare,Breakdown,Tube Seal Scavenge Motor Side,45 KW,IR,39326228, | Service Spares | Compressor Spare | Nos | 39173100 | 18.00 | 0.00 | Yes | Yes | No |  | finished_good |  | Buy external | No |  |  |  | Yes | Yes | Yes
AT • ABSSTEM Technologies LLP | SS262 | Compressor Spare,Breakdown,Hose-16-Length 37 Flare,45 KW,IR,24082992, | Service Spares | Compressor Spare | Nos | 40092200 | 18.00 | 0.00 | Yes | Yes | No |  | finished_good |  | Buy external | No |  |  |  | Yes | Yes | Yes
AT • ABSSTEM Technologies LLP | SS263 | Compressor Spare,Breakdown,Valve Min Pressure Check,30-45 KW,IR,70662416, | Service Spares | Compressor Spare | Nos | 8481 | 18.00 | 0.00 | Yes | Yes | No |  | finished_good |  | Buy external | No |  |  |  | Yes | Yes | Yes
AT • ABSSTEM Technologies LLP | SS264 | Compressor Spare,Breakdown,Gear Set,45 KW,IR,23689391, | Service Spares | Compressor Spare | Nos | 84834000 | 18.00 | 0.00 | Yes | Yes | No |  | finished_good |  | Buy external | No |  |  |  | Yes | Yes | Yes
AT • ABSSTEM Technologies LLP | SS265 | Compressor Spare,Breakdown,O-Ring,45 KW,IR,95720272, | Service Spares | Compressor Spare | Nos | 401693 | 18.00 | 0.00 | Yes | Yes | No |  | finished_good |  | Buy external | No |  |  |  | Yes | Yes | Yes
AT • ABSSTEM Technologies LLP | SS266 | Compressor Spare,Breakdown,Tube Cooler to Moisture Sep,45 KW,IR,24085359, | Service Spares | Compressor Spare | Nos | 39173100 | 18.00 | 0.00 | Yes | Yes | No |  | finished_good |  | Buy external | No |  |  |  | Yes | Yes | Yes
AT • ABSSTEM Technologies LLP | SS267 | Compressor Spare,Breakdown,Moisture Separator,45 KW,IR,24091613, | Service Spares | Compressor Spare | Nos | 5201 | 18.00 | 0.00 | Yes | Yes | No |  | finished_good |  | Buy external | No |  |  |  | Yes | Yes | Yes
AT • ABSSTEM Technologies LLP | SS268 | Compressor Spare,Breakdown,Auto Drain,45 KW,IR,70646484, | Service Spares | Compressor Spare | Nos | 84818090 | 18.00 | 0.00 | Yes | Yes | No |  | finished_good |  | Buy external | No |  |  |  | Yes | Yes | Yes
AT • ABSSTEM Technologies LLP | SS269 | Compressor Spare,Breakdown,Interlocl VE5-2,45 KW,IR,23639719, | Service Spares | Compressor Spare | Nos | 8538 | 18.00 | 0.00 | Yes | Yes | No |  | finished_good |  | Buy external | No |  |  |  | Yes | Yes | Yes
AT • ABSSTEM Technologies LLP | SS27 | Compressor Spare,Breakdown,Motor Bearing,11 KW,IR - 6308-2Z,, | Service Spares | Compressor Spare | Nos | 8482 | 18.00 | 0.00 | Yes | Yes | No |  | finished_good |  | Buy external | No |  |  |  | Yes | Yes | Yes
AT • ABSSTEM Technologies LLP | SS270 | Compressor Spare,Breakdown,Fuse Primary Side,45 KW,IR,23970171,6.3 Amp,500 V | Service Spares | Compressor Spare | Nos | 8536 | 18.00 | 0.00 | Yes | Yes | No |  | finished_good |  | Buy external | No |  |  |  | Yes | Yes | Yes
AT • ABSSTEM Technologies LLP | SS271 | Compressor Spare,Breakdown,Fuse Base,45 KW,IR,23970197,2 A,230 V AC | Service Spares | Compressor Spare | Nos | 8536 | 18.00 | 0.00 | Yes | Yes | No |  | finished_good |  | Buy external | No |  |  |  | Yes | Yes | Yes
AT • ABSSTEM Technologies LLP | SS272 | Compressor Spare,Breakdown,Fuse Base,45 KW,IR,23970254,6.3 A,500 V AC | Service Spares | Compressor Spare | Nos | 8536 | 18.00 | 0.00 | Yes | Yes | No |  | finished_good |  | Buy external | No |  |  |  | Yes | Yes | Yes
AT • ABSSTEM Technologies LLP | SS273 | Compressor Spare,Breakdown,Fuse Secondary Side,45 KW,IR,23970262,230 V AC | Service Spares | Compressor Spare | Nos | 8536 | 18.00 | 0.00 | Yes | Yes | No |  | finished_good |  | Buy external | No |  |  |  | Yes | Yes | Yes
AT • ABSSTEM Technologies LLP | SS274 | Compressor Spare,Breakdown,Stop Fuse Base ,45 KW,IR,23970296, | Service Spares | Compressor Spare | Nos | 8536 | 18.00 | 0.00 | Yes | Yes | No |  | finished_good |  | Buy external | No |  |  |  | Yes | Yes | Yes
AT • ABSSTEM Technologies LLP | SS275 | Compressor Spare,Breakdown,Transformer ,45 KW,IR,24179657,415/110 V | Service Spares | Compressor Spare | Nos | 8504 | 18.00 | 0.00 | Yes | Yes | No |  | finished_good |  | Buy external | No |  |  |  | Yes | Yes | Yes
AT • ABSSTEM Technologies LLP | SS276 | Compressor Spare,Breakdown,Contactor, Coil,45 KW,IR,24193542,9 Amp | Service Spares | Compressor Spare | Nos | 84819090 | 18.00 | 0.00 | Yes | Yes | No |  | finished_good |  | Buy external | No |  |  |  | Yes | Yes | Yes
AT • ABSSTEM Technologies LLP | SS277 | Dryer Spare,Breakdown,Condenser,IR-D144,38459079, | Service Spares | Dryer Spare | Nos | 8404 | 18.00 | 0.00 | Yes | Yes | No |  | finished_good |  | Buy external | No |  |  |  | Yes | Yes | Yes
AT • ABSSTEM Technologies LLP | SS278 | Dryer Spare,Breakdown,Compressor,IR-D144,24066813, | Service Spares | Dryer Spare | Nos | 841480 | 18.00 | 0.00 | Yes | Yes | No |  | finished_good |  | Buy external | No |  |  |  | Yes | Yes | Yes
AT • ABSSTEM Technologies LLP | SS279 | Dryer Spare,Breakdown,OLP,IR-D144,47657666001, | Service Spares | Dryer Spare | Nos | 8536 | 18.00 | 0.00 | Yes | Yes | No |  | finished_good |  | Buy external | No |  |  |  | Yes | Yes | Yes
AT • ABSSTEM Technologies LLP | SS28 | Compressor Spare,Breakdown,Motor Bearing,15 KW,IR - 6209ZZC3,, | Service Spares | Compressor Spare | Nos | 8482 | 18.00 | 0.00 | Yes | Yes | No |  | finished_good |  | Buy external | No |  |  |  | Yes | Yes | Yes
AT • ABSSTEM Technologies LLP | SS280 | Dryer Spare,Breakdown,Relay,IR-D144,47657667001, | Service Spares | Dryer Spare | Nos | 8536 | 18.00 | 0.00 | Yes | Yes | No |  | finished_good |  | Buy external | No |  |  |  | Yes | Yes | Yes
AT • ABSSTEM Technologies LLP | SS281 | Dryer Spare,Breakdown,Start Capacitor,IR-D144,47657668001, | Service Spares | Dryer Spare | Nos | 8532 | 18.00 | 0.00 | Yes | Yes | No |  | finished_good |  | Buy external | No |  |  |  | Yes | Yes | Yes
AT • ABSSTEM Technologies LLP | SS282 | Dryer Spare,Breakdown,Run Capacitor,IR-D144,47657669001, | Service Spares | Dryer Spare | Nos | 853230 | 18.00 | 0.00 | Yes | Yes | No |  | finished_good |  | Buy external | No |  |  |  | Yes | Yes | Yes
AT • ABSSTEM Technologies LLP | SS283 | Dryer Spare,Breakdown,Assembly Filter,IR-D144,47621625001, | Service Spares | Dryer Spare | Nos | 84149090 | 18.00 | 0.00 | Yes | Yes | No |  | finished_good |  | Buy external | No |  |  |  | Yes | Yes | Yes
AT • ABSSTEM Technologies LLP | SS284 | Dryer Spare,Breakdown,Capillary Tube,IR-D144,47621627001, | Service Spares | Dryer Spare | Nos | 39173100 | 18.00 | 0.00 | Yes | Yes | No |  | finished_good |  | Buy external | No |  |  |  | Yes | Yes | Yes
AT • ABSSTEM Technologies LLP | SS285 | Dryer Spare,Breakdown,Assembly, Freon,IR-D144 - D180,47621622001, | Service Spares | Dryer Spare | Nos | 84149090 | 18.00 | 0.00 | Yes | Yes | No |  | finished_good |  | Buy external | No |  |  |  | Yes | Yes | Yes
AT • ABSSTEM Technologies LLP | SS286 | Dryer Spare,Breakdown,Assembly Delivery,IR-D144,47621623001, | Service Spares | Dryer Spare | Nos | 84149090 | 18.00 | 0.00 | Yes | Yes | No |  | finished_good |  | Buy external | No |  |  |  | Yes | Yes | Yes
AT • ABSSTEM Technologies LLP | SS287 | Dryer Spare,Breakdown,Assembly Delivery,IR-D180,47621628001, | Service Spares | Dryer Spare | Nos | 84149090 | 18.00 | 0.00 | Yes | Yes | No |  | finished_good |  | Buy external | No |  |  |  | Yes | Yes | Yes
AT • ABSSTEM Technologies LLP | SS288 | Dryer Spare,Breakdown,Assembly Intake,IR-D144,47621624001, | Service Spares | Dryer Spare | Nos | 84149090 | 18.00 | 0.00 | Yes | Yes | No |  | finished_good |  | Buy external | No |  |  |  | Yes | Yes | Yes
AT • ABSSTEM Technologies LLP | SS289 | Dryer Spare,Breakdown,Assembly Intake,IR-D180,47621629001, | Service Spares | Dryer Spare | Nos | 84149090 | 18.00 | 0.00 | Yes | Yes | No |  | finished_good |  | Buy external | No |  |  |  | Yes | Yes | Yes
AT • ABSSTEM Technologies LLP | SS29 | Compressor Spare,Breakdown,Motor Bearing,30 - 37 KW,IR - 6312 C3,, | Service Spares | Compressor Spare | Nos | 8482 | 18.00 | 0.00 | Yes | Yes | No |  | finished_good |  | Buy external | No |  |  |  | Yes | Yes | Yes
AT • ABSSTEM Technologies LLP | SS290 | Dryer Spare,Breakdown,Assembly, Freon Group,IR,47621635001, | Service Spares | Dryer Spare | Nos | 84149090 | 18.00 | 0.00 | Yes | Yes | No |  | finished_good |  | Buy external | No |  |  |  | Yes | Yes | Yes
AT • ABSSTEM Technologies LLP | SS291 | Dryer Spare,Breakdown,Assembly Intake Group,IR,47621632001, | Service Spares | Dryer Spare | Nos | 84149090 | 18.00 | 0.00 | Yes | Yes | No |  | finished_good |  | Buy external | No |  |  |  | Yes | Yes | Yes
AT • ABSSTEM Technologies LLP | SS292 | Dryer Spare,Breakdown,Assembly Discharge Group,IR,47621633001, | Service Spares | Dryer Spare | Nos | 84149090 | 18.00 | 0.00 | Yes | Yes | No |  | finished_good |  | Buy external | No |  |  |  | Yes | Yes | Yes
AT • ABSSTEM Technologies LLP | SS293 | Dryer Spare,Breakdown,Power Switch,IR,23682883, | Service Spares | Dryer Spare | Nos | 853650 | 18.00 | 0.00 | Yes | Yes | No |  | finished_good |  | Buy external | No |  |  |  | Yes | Yes | Yes
AT • ABSSTEM Technologies LLP | SS294 | Dryer Spare,Breakdown,Tube,Evaporator,IR-D600,47502492001, | Service Spares | Dryer Spare | Nos | 39173100 | 18.00 | 0.00 | Yes | Yes | No |  | finished_good |  | Buy external | No |  |  |  | Yes | Yes | Yes
AT • ABSSTEM Technologies LLP | SS295 | Dryer Spare,Breakdown,Tube,Inlet,IR-D600 - D780,47497891001, | Service Spares | Dryer Spare | Nos | 39173100 | 18.00 | 0.00 | Yes | Yes | No |  | finished_good |  | Buy external | No |  |  |  | Yes | Yes | Yes
AT • ABSSTEM Technologies LLP | SS296 | Dryer Spare,Breakdown,Discharge Tube,IR,47497416001, | Service Spares | Dryer Spare | Nos | 39173100 | 18.00 | 0.00 | Yes | Yes | No |  | finished_good |  | Buy external | No |  |  |  | Yes | Yes | Yes
AT • ABSSTEM Technologies LLP | SS297 | Dryer Spare,Breakdown,Suction Tube,IR-D600 - D780,47497417001, | Service Spares | Dryer Spare | Nos | 39173100 | 18.00 | 0.00 | Yes | Yes | No |  | finished_good |  | Buy external | No |  |  |  | Yes | Yes | Yes
AT • ABSSTEM Technologies LLP | SS298 | Dryer Spare,Breakdown,Emergency Switch,IR,24846991, | Service Spares | Dryer Spare | Nos | 8536 | 18.00 | 0.00 | Yes | Yes | No |  | finished_good |  | Buy external | No |  |  |  | Yes | Yes | Yes
AT • ABSSTEM Technologies LLP | SS299 | Dryer Spare,Breakdown,High Pressure Safety Switch,IR,38461406, | Service Spares | Dryer Spare | Nos | 8536 | 18.00 | 0.00 | Yes | Yes | No |  | finished_good |  | Buy external | No |  |  |  | Yes | Yes | Yes
AT • ABSSTEM Technologies LLP | SS3 | Compressor Spare,Consumable,Kit - 4000 Hr,15 - 22 KW,IR,47709675001, | Service Spares | Compressor Spare | Nos | 84149090 | 18.00 | 0.00 | Yes | Yes | No |  | finished_good |  | Buy external | No |  |  |  | Yes | Yes | Yes
AT • ABSSTEM Technologies LLP | SS30 | Compressor Spare,Breakdown,Motor Bearing,45 KW,IR - 6312,, | Service Spares | Compressor Spare | Nos | 8482 | 18.00 | 0.00 | Yes | Yes | No |  | finished_good |  | Buy external | No |  |  |  | Yes | Yes | Yes
AT • ABSSTEM Technologies LLP | SS300 | Dryer Spare,Breakdown,Fan Pressure Switch,IR,18301622, | Service Spares | Dryer Spare | Nos | 8536 | 18.00 | 0.00 | Yes | Yes | No |  | finished_good |  | Buy external | No |  |  |  | Yes | Yes | Yes
AT • ABSSTEM Technologies LLP | SS301 | PSA Module Spare,Breakdown,Angle Valve Cap,,Transparent Indication,Rotex,,, | Service Spares | PSA Module Spare | Nos | 84818090 | 18.00 | 0.00 | Yes | Yes | No |  | finished_good |  | Buy external | No |  |  |  | Yes | Yes | Yes
AT • ABSSTEM Technologies LLP | SS302 | Compressor Spare,Breakdown,Solenoid Valve,11 KW,,47820192001, | Service Spares | Compressor Spare | Nos | 84818030 | 18.00 | 0.00 | Yes | Yes | No |  | finished_good |  | Buy external | No |  |  |  | Yes | Yes | Yes
AT • ABSSTEM Technologies LLP | SS303 | Compressor Spare,Breakdown,Elbow, Male Swivel - 6 mm X 1/4 BSPT (R1/4),,,54403266, | Service Spares | Compressor Spare | Nos | 73269099 | 18.00 | 0.00 | Yes | Yes | No |  | finished_good |  | Buy external | No |  |  |  | Yes | Yes | Yes
AT • ABSSTEM Technologies LLP | SS304 | Compressor Spare,Breakdown,Connector Male Straight 6 mm X 1/8" BSPT (R1/8),,,92715051, | Service Spares | Compressor Spare | Nos | 73071900 | 18.00 | 0.00 | Yes | Yes | No |  | finished_good |  | Buy external | No |  |  |  | Yes | Yes | Yes
AT • ABSSTEM Technologies LLP | SS305 | Dryer Spare,Breakdown,Refrigerant Gas Cans,R134-450 gm,Kaeser, | Service Spares | Dryer Spare | Nos | 29033919 | 18.00 | 0.00 | Yes | Yes | No |  | finished_good |  | Buy external | No |  |  |  | Yes | Yes | Yes
AT • ABSSTEM Technologies LLP | SS306 | Dryer Spare,Breakdown,Filter Dryer,Kaeser - ADK036MMS,9.4202.00010, | Service Spares | Dryer Spare | Nos | 290339 | 18.00 | 0.00 | Yes | Yes | No |  | finished_good |  | Buy external | No |  |  |  | Yes | Yes | Yes
AT • ABSSTEM Technologies LLP | SS307 | Compressor Spare,Breakdown,Overload Relay,11 KW,CS Electric Limited,TR2D18321X,14 - 22 A | Service Spares | Compressor Spare | Nos | 85369090 | 18.00 | 0.00 | Yes | Yes | No |  | finished_good |  | Buy external | No |  |  |  | Yes | Yes | Yes
AT • ABSSTEM Technologies LLP | SS308 | Compressor Spare,Breakdown,Contactor,7.5 KW,Schneider (Komter KS10 and KS20),LC1D25 M7, | Service Spares | Compressor Spare | Nos | 9029 | 18.00 | 0.00 | Yes | Yes | No |  | finished_good |  | Buy external | No |  |  |  | Yes | Yes | Yes
AT • ABSSTEM Technologies LLP | SS309 | Compressor Spare,Breakdown,Overload Relay,7.5 KW,Schneider (Komter KS7 and KS10),LRE 14,7 to 10 A | Service Spares | Compressor Spare | Nos | 85369090 | 18.00 | 0.00 | Yes | Yes | No |  | finished_good |  | Buy external | No |  |  |  | Yes | Yes | Yes
AT • ABSSTEM Technologies LLP | SS31 | Compressor Spare,Breakdown,Motor Bearing,,SKF-6304-C3,, | Service Spares | Compressor Spare | Nos | 8482 | 18.00 | 0.00 | Yes | Yes | No |  | finished_good |  | Buy external | No |  |  |  | Yes | Yes | Yes
AT • ABSSTEM Technologies LLP | SS310 | Compressor Spare,Breakdown,Induction Motor-Three Phase,7.5 KW,,KTIM0003,400 V | Service Spares | Compressor Spare | Nos | 8501 | 18.00 | 0.00 | Yes | Yes | No |  | finished_good |  | Buy external | No |  |  |  | Yes | Yes | Yes
AT • ABSSTEM Technologies LLP | SS311 | Compressor Spare,Breakdown,Oil Circuit Cleaner (For Radiator),,Kaeser,930201, | Service Spares | Compressor Spare | Nos | 34039900 | 18.00 | 0.00 | Yes | Yes | No |  | finished_good |  | Buy external | No |  |  |  | Yes | Yes | Yes
AT • ABSSTEM Technologies LLP | SS312 | Compressor Spare,Consumable,Motor Bearing Set,9 KW,Kaeser-SM16,4024851, | Service Spares | Compressor Spare | Nos | 84828000 | 18.00 | 0.00 | Yes | Yes | No |  | finished_good |  | Buy external | No |  |  |  | Yes | Yes | Yes
AT • ABSSTEM Technologies LLP | SS313 | Compressor Spare,Consumable,Repair Kit (COM. AUX - Vent Valve),9 KW,Kaeser-SM16,4007070001, | Service Spares | Compressor Spare | Nos | 84149019 | 18.00 | 0.00 | Yes | Yes | No |  | finished_good |  | Buy external | No |  |  |  | Yes | Yes | Yes
AT • ABSSTEM Technologies LLP | SS314 | Compressor Spare,Consumable,Maintenance Kit - Inlet Valve,9 KW,Kaeser-SM16,4007710, | Service Spares | Compressor Spare | Nos | 84149019 | 18.00 | 0.00 | Yes | Yes | No |  | finished_good |  | Buy external | No |  |  |  | Yes | Yes | Yes
AT • ABSSTEM Technologies LLP | SS315 | Compressor Spare,Consumable,V-Belt,Ribbed,9 KW,Kaeser-SM16,638171, | Service Spares | Compressor Spare | Nos | 40103690 | 18.00 | 0.00 | Yes | Yes | No |  | finished_good |  | Buy external | No |  |  |  | Yes | Yes | Yes
AT • ABSSTEM Technologies LLP | SS316 | Servo Spare,Breakdown,Servo Coil-Copper,STR-25 KVA,, | Service Spares | Servo Spare | Nos | 850490 | 18.00 | 0.00 | Yes | Yes | No |  | finished_good |  | Buy external | No |  |  |  | Yes | Yes | Yes
AT • ABSSTEM Technologies LLP | SS317 | Servo Spare,Breakdown,Servo Coil-Copper,STR-30 KVA,, | Service Spares | Servo Spare | Nos | 850490 | 18.00 | 0.00 | Yes | Yes | No |  | finished_good |  | Buy external | No |  |  |  | Yes | Yes | Yes
AT • ABSSTEM Technologies LLP | SS318 | Servo Spare,Breakdown,Servo Coil-Copper,STR-50 KVA,, | Service Spares | Servo Spare | Nos | 850490 | 18.00 | 0.00 | Yes | Yes | No |  | finished_good |  | Buy external | No |  |  |  | Yes | Yes | Yes
AT • ABSSTEM Technologies LLP | SS319 | Servo Spare,Breakdown,Servo Coil-Copper,STR-100 KVA,, | Service Spares | Servo Spare | Nos | 850490 | 18.00 | 0.00 | Yes | Yes | No |  | finished_good |  | Buy external | No |  |  |  | Yes | Yes | Yes
AT • ABSSTEM Technologies LLP | SS32 | Compressor Spare,Breakdown,Motor Bearing,,SKF-6312-C3,, | Service Spares | Compressor Spare | Nos | 8482 | 18.00 | 0.00 | Yes | Yes | No |  | finished_good |  | Buy external | No |  |  |  | Yes | Yes | Yes
AT • ABSSTEM Technologies LLP | SS320 | Servo Spare,Breakdown,Servo AC Synchronous Motor-3 kg. CM Torque,HCS-3 (0.003 HP - 60 RPM),,240 V - | Service Spares | Servo Spare | Nos | 850152 | 18.00 | 0.00 | Yes | Yes | No |  | finished_good |  | Buy external | No |  |  |  | Yes | Yes | Yes
AT • ABSSTEM Technologies LLP | SS321 | Servo Spare,Breakdown,Servo Control Card,,, | Service Spares | Servo Spare | Nos | 9029 | 18.00 | 0.00 | Yes | Yes | No |  | finished_good |  | Buy external | No |  |  |  | Yes | Yes | Yes
AT • ABSSTEM Technologies LLP | SS322 | Servo Spare,Breakdown,Servo Motor Electro Graphite Carbon Brush,,, | Service Spares | Servo Spare | Nos | 8545 | 18.00 | 0.00 | Yes | Yes | No |  | finished_good |  | Buy external | No |  |  |  | Yes | Yes | Yes
AT • ABSSTEM Technologies LLP | SS323 | Servo Spare,Breakdown,Servo Coil Dimmer-Copper,STR-25 KVA,, | Service Spares | Servo Spare | Nos | 850490 | 18.00 | 0.00 | Yes | Yes | No |  | finished_good |  | Buy external | No |  |  |  | Yes | Yes | Yes
AT • ABSSTEM Technologies LLP | SS324 | Servo Spare,Breakdown,Servo Coil Dimmer-Copper,STR-30 KVA,, | Service Spares | Servo Spare | Nos | 850490 | 18.00 | 0.00 | Yes | Yes | No |  | finished_good |  | Buy external | No |  |  |  | Yes | Yes | Yes
AT • ABSSTEM Technologies LLP | SS325 | Servo Spare,Breakdown,Servo Coil Dimmer-Copper,STR-50 KVA,, | Service Spares | Servo Spare | Nos | 850490 | 18.00 | 0.00 | Yes | Yes | No |  | finished_good |  | Buy external | No |  |  |  | Yes | Yes | Yes
AT • ABSSTEM Technologies LLP | SS326 | Servo Spare,Breakdown,Servo Coil Dimmer-Copper,STR-100 KVA,, | Service Spares | Servo Spare | Nos | 850490 | 18.00 | 0.00 | Yes | Yes | No |  | finished_good |  | Buy external | No |  |  |  | Yes | Yes | Yes
AT • ABSSTEM Technologies LLP | SS327 | Servo Spare,Breakdown,Servo 3 Way Selector Switch,63 Amp,, | Service Spares | Servo Spare | Nos | 8536 | 18.00 | 0.00 | Yes | Yes | No |  | finished_good |  | Buy external | No |  |  |  | Yes | Yes | Yes
AT • ABSSTEM Technologies LLP | SS328 | Servo Spare,Breakdown,Servo 3 Way Selector Switch,100 Amp,, | Service Spares | Servo Spare | Nos | 8536 | 18.00 | 0.00 | Yes | Yes | No |  | finished_good |  | Buy external | No |  |  |  | Yes | Yes | Yes
AT • ABSSTEM Technologies LLP | SS329 | Servo Spare,Breakdown,Servo 3 Way Selector Switch,125 Amp,, | Service Spares | Servo Spare | Nos | 8536 | 18.00 | 0.00 | Yes | Yes | No |  | finished_good |  | Buy external | No |  |  |  | Yes | Yes | Yes
AT • ABSSTEM Technologies LLP | SS33 | Compressor Spare,Breakdown,Motor Bearing,,SKF-6308-2Z/C3,, | Service Spares | Compressor Spare | Nos | 8482 | 18.00 | 0.00 | Yes | Yes | No |  | finished_good |  | Buy external | No |  |  |  | Yes | Yes | Yes
AT • ABSSTEM Technologies LLP | SS330 | Servo Spare,Breakdown,Servo 3 Way Selector Switch,200 Amp,, | Service Spares | Servo Spare | Nos | 8536 | 18.00 | 0.00 | Yes | Yes | No |  | finished_good |  | Buy external | No |  |  |  | Yes | Yes | Yes
AT • ABSSTEM Technologies LLP | SS331 | Servo Spare,Breakdown,Servo Control Card,Hindustan Electronics,, | Service Spares | Servo Spare | Nos | 8504 | 18.00 | 0.00 | Yes | Yes | No |  | finished_good |  | Buy external | No |  |  |  | Yes | Yes | Yes
AT • ABSSTEM Technologies LLP | SS332 | Servo Spare,Breakdown,Servo Contactor,L&T (AC -1) - MNX 110 - 160 Amp,, | Service Spares | Servo Spare | Nos | 8536 | 18.00 | 0.00 | Yes | Yes | No |  | finished_good |  | Buy external | No |  |  |  | Yes | Yes | Yes
AT • ABSSTEM Technologies LLP | SS333 | Servo Spare,Breakdown,Servo Contactor,L&T (AC -1) - MNX 140 - 160 Amp,, | Service Spares | Servo Spare | Nos | 8536 | 18.00 | 0.00 | Yes | Yes | No |  | finished_good |  | Buy external | No |  |  |  | Yes | Yes | Yes
AT • ABSSTEM Technologies LLP | SS334 | Servo Spare,Breakdown,Servo Oil,,, | Service Spares | Servo Spare | LTR | 8504 | 18.00 | 0.00 | Yes | Yes | No |  | finished_good |  | Buy external | No |  |  |  | Yes | Yes | Yes
AT • ABSSTEM Technologies LLP | SS335 | Dryer Spare,Breakdown,Dryer Start Capacitor-88-108 uF (IEC 60252-2),IR-D600-E466679,,330 VAC | Service Spares | Dryer Spare | Nos | 853225 | 18.00 | 0.00 | Yes | Yes | No |  | finished_good |  | Buy external | No |  |  |  | Yes | Yes | Yes
AT • ABSSTEM Technologies LLP | SS336 | Dryer Spare,Breakdown,Dryer Run Capacitor-35.0 uF,IR-D600,,440 VAC | Service Spares | Dryer Spare | Nos | 853225 | 18.00 | 0.00 | Yes | Yes | No |  | finished_good |  | Buy external | No |  |  |  | Yes | Yes | Yes
AT • ABSSTEM Technologies LLP | SS337 | Compressor Spare,Breakdown,Resistance Thermometer W118,9 KW,Kaeser-SM16 T,7971100011, | Service Spares | Compressor Spare | Nos | 90318000 | 18.00 | 0.00 | Yes | Yes | No |  | finished_good |  | Buy external | No |  |  |  | Yes | Yes | Yes
AT • ABSSTEM Technologies LLP | SS338 | Compressor Spare,Consumable,Kit-2000 Hr,15 KW,Atlas Copco-GA15VSD+ FF,, | Service Spares | Compressor Spare | Nos | 84149090 | 18.00 | 0.00 | Yes | Yes | No |  | finished_good |  | Buy external | No |  |  |  | Yes | Yes | Yes
AT • ABSSTEM Technologies LLP | SS339 | Compressor Spare,Consumable,Kit-4000 Hr,15 KW,Atlas Copco-GA15VSD+ FF,, | Service Spares | Compressor Spare | Nos | 84149090 | 18.00 | 0.00 | Yes | Yes | No |  | finished_good |  | Buy external | No |  |  |  | Yes | Yes | Yes
AT • ABSSTEM Technologies LLP | SS34 | Compressor Spare,Breakdown,Motor Bearing,,SKF-6208-2Z/C3,, | Service Spares | Compressor Spare | Nos | 8482 | 18.00 | 0.00 | Yes | Yes | No |  | finished_good |  | Buy external | No |  |  |  | Yes | Yes | Yes
AT • ABSSTEM Technologies LLP | SS340 | Compressor Spare,Consumable,Air Filter,15 KW,Atlas Copco-GA15VSD+ FF,1613872000, | Service Spares | Compressor Spare | Nos | 39269099 | 18.00 | 0.00 | Yes | Yes | No |  | finished_good |  | Buy external | No |  |  |  | Yes | Yes | Yes
AT • ABSSTEM Technologies LLP | SS341 | Compressor Spare,Consumable,Oil Filter,15 KW,Atlas Copco-GA15VSD+ FF,1625426100, | Service Spares | Compressor Spare | Nos | 84219900 | 18.00 | 0.00 | Yes | Yes | No |  | finished_good |  | Buy external | No |  |  |  | Yes | Yes | Yes
AT • ABSSTEM Technologies LLP | SS342 | Compressor Spare,Consumable,Oil Separator,15 KW,Atlas Copco-GA15VSD+ FF,2202929400, | Service Spares | Compressor Spare | Nos | 84219900 | 18.00 | 0.00 | Yes | Yes | No |  | finished_good |  | Buy external | No |  |  |  | Yes | Yes | Yes
AT • ABSSTEM Technologies LLP | SS343 | Compressor Spare,Breakdown,Radiator,15 KW,Atlas Copco-GA15VSD+ FF,1625423013, | Service Spares | Compressor Spare | Nos | 84149090 | 18.00 | 0.00 | Yes | Yes | No |  | finished_good |  | Buy external | No |  |  |  | Yes | Yes | Yes
AT • ABSSTEM Technologies LLP | SS344 | Compressor Spare,Breakdown,Air Filter,,Kaeser-ASK28T/ASK34T,641630, | Service Spares | Compressor Spare | Nos | 39269099 | 18.00 | 0.00 | Yes | Yes | No |  | finished_good |  | Buy external | No |  |  |  | Yes | Yes | Yes
AT • ABSSTEM Technologies LLP | SS345 | Dryer Spare,Breakdown,Filter,Danfoss,023Z501991, | Service Spares | Dryer Spare | Nos | 8451 | 18.00 | 0.00 | Yes | Yes | No |  | finished_good |  | Buy external | No |  |  |  | Yes | Yes | Yes
AT • ABSSTEM Technologies LLP | SS346 | Compressor Spare,Breakdown,Contactor-3 Pole (Type- AC Power),,Siemens-NO/NC,,25 Amp, 230 V AC | Service Spares | Compressor Spare | Nos | 85365010 | 18.00 | 0.00 | Yes | Yes | No |  | finished_good |  | Buy external | No |  |  |  | Yes | Yes | Yes
AT • ABSSTEM Technologies LLP | SS347 | PSA Module Spare,Breakdown,Angle Valve Cap Seal,For 1.5" and 2",,Rotex,,Dia 90 mm, | Service Spares | PSA Module Spare | Nos | 401693 | 18.00 | 0.00 | Yes | Yes | No |  | finished_good |  | Buy external | No |  |  |  | Yes | Yes | Yes
AT • ABSSTEM Technologies LLP | SS348 | PSA Module Spare,Breakdown,Angle Valve Cap Seal,For 1/2",3/4",1",,Rotex,,Dia 50 mm, | Service Spares | PSA Module Spare | Nos | 401693 | 18.00 | 0.00 | Yes | Yes | No |  | finished_good |  | Buy external | No |  |  |  | Yes | Yes | Yes
AT • ABSSTEM Technologies LLP | SS349 | Compressor Spare,Breakdown,Hose Dash -24 MPCV to AC,45 KW,IR,47674741001, | Service Spares | Compressor Spare | Nos | 40092200 | 18.00 | 0.00 | Yes | Yes | No |  | finished_good |  | Buy external | No |  |  |  | Yes | Yes | Yes
AT • ABSSTEM Technologies LLP | SS35 | Compressor Spare,Breakdown,Fan Motor Bearing,,Kaeser-ASK34/ASK28T,9986000010, | Service Spares | Compressor Spare | Nos | 8482 | 18.00 | 0.00 | Yes | Yes | No |  | finished_good |  | Buy external | No |  |  |  | Yes | Yes | Yes
AT • ABSSTEM Technologies LLP | SS350 | Compressor Spare,Consumable,Foam Filter Met,,Kaeser-SK22,558500, | Service Spares | Compressor Spare | Nos | 39269099 | 18.00 | 0.00 | Yes | Yes | No |  | finished_good |  | Buy external | No |  |  |  | Yes | Yes | Yes
AT • ABSSTEM Technologies LLP | SS351 | Compressor Spare,Consumable,Maintenance Kit Inlet Valve ,,Kaeser-BSD75,4008920, | Service Spares | Compressor Spare | Nos | 84149019 | 18.00 | 0.00 | Yes | Yes | No |  | finished_good |  | Buy external | No |  |  |  | Yes | Yes | Yes
AT • ABSSTEM Technologies LLP | SS352 | Compressor Spare,Breakdown,Kit Control Lines DN4,,Kaeser ASK28T,4009040, | Service Spares | Compressor Spare | Nos | 39172990 | 18.00 | 0.00 | Yes | Yes | No |  | finished_good |  | Buy external | No |  |  |  | Yes | Yes | Yes
AT • ABSSTEM Technologies LLP | SS353 | Dryer Spare,Breakdown,Relay,Itely,RVA4G3D,35A-400VAC | Service Spares | Dryer Spare | Nos | 85364900 | 18.00 | 0.00 | Yes | Yes | No |  | finished_good |  | Buy external | No |  |  |  | Yes | Yes | Yes
AT • ABSSTEM Technologies LLP | SS354 | Dryer Spare,Breakdown,Seal and O-Ring Spare Kit Set,Trident-Dryspell 30 Plus,, | Service Spares | Dryer Spare | Nos | 40160000 | 18.00 | 0.00 | Yes | Yes | No |  | finished_good |  | Buy external | No |  |  |  | Yes | Yes | Yes
AT • ABSSTEM Technologies LLP | SS355 | Dryer Spare,Breakdown,Exhaust Valve Spare Kit,Trident-Dryspell 30 Plus,, | Service Spares | Dryer Spare | Nos | 84810000 | 18.00 | 0.00 | Yes | Yes | No |  | finished_good |  | Buy external | No |  |  |  | Yes | Yes | Yes
AT • ABSSTEM Technologies LLP | SS356 | Dryer Spare,Breakdown,Desiccant Tower Screen,Trident-Dryspell 30 Plus,, | Service Spares | Dryer Spare | Nos | 84210000 | 18.00 | 0.00 | Yes | Yes | No |  | finished_good |  | Buy external | No |  |  |  | Yes | Yes | Yes
AT • ABSSTEM Technologies LLP | SS357 | Dryer Spare,Breakdown,Diffuser Top Nylon,Trident-Dryspell 30 Plus,, | Service Spares | Dryer Spare | Nos | 84310000 | 18.00 | 0.00 | Yes | Yes | No |  | finished_good |  | Buy external | No |  |  |  | Yes | Yes | Yes
AT • ABSSTEM Technologies LLP | SS358 | Dryer Spare,Breakdown,Desiccant Air Dryer Silencer,Trident-Dryspell 30 Plus,, | Service Spares | Dryer Spare | Nos | 84050000 | 18.00 | 0.00 | Yes | Yes | No |  | finished_good |  | Buy external | No |  |  |  | Yes | Yes | Yes
AT • ABSSTEM Technologies LLP | SS359 | Compressor Spare,Consumable,Air Filter Element Small,7.5 KW,Komter KS10,KTCON0036, | Service Spares | Compressor Spare | Nos | 84149090 | 18.00 | 0.00 | Yes | Yes | No |  | finished_good |  | Buy external | No |  |  |  | Yes | Yes | Yes
AT • ABSSTEM Technologies LLP | SS36 | Compressor Spare,Breakdown,Fan Motor Bearing,,Kaeser-ASD40T,99856000010, | Service Spares | Compressor Spare | Nos | 8482 | 18.00 | 0.00 | Yes | Yes | No |  | finished_good |  | Buy external | No |  |  |  | Yes | Yes | Yes
AT • ABSSTEM Technologies LLP | SS360 | Compressor Spare,Consumable,Oil Filter,7.5 KW,Komter KS10,KTCON0022, | Service Spares | Compressor Spare | Nos | 84149090 | 18.00 | 0.00 | Yes | Yes | No |  | finished_good |  | Buy external | No |  |  |  | Yes | Yes | Yes
AT • ABSSTEM Technologies LLP | SS361 | Compressor Spare,Consumable,Air Oil Separator,7.5 KW,Komter KS10,KTCON0011, | Service Spares | Compressor Spare | Nos | 84149090 | 18.00 | 0.00 | Yes | Yes | No |  | finished_good |  | Buy external | No |  |  |  | Yes | Yes | Yes
AT • ABSSTEM Technologies LLP | SS362 | Compressor Spare,Consumable,Air Filter Element,11 KW,Komter KS15,KTCON0034, | Service Spares | Compressor Spare | Nos | 84149090 | 18.00 | 0.00 | Yes | Yes | No |  | finished_good |  | Buy external | No |  |  |  | Yes | Yes | Yes
AT • ABSSTEM Technologies LLP | SS363 | Compressor Spare,Consumable,Oil Filter,11 KW,Komter KS15,KTCON0022, | Service Spares | Compressor Spare | Nos | 84149090 | 18.00 | 0.00 | Yes | Yes | No |  | finished_good |  | Buy external | No |  |  |  | Yes | Yes | Yes
AT • ABSSTEM Technologies LLP | SS364 | Compressor Spare,Consumable,Air Oil Separator,11 KW,Komter KS15,KTCON0017, | Service Spares | Compressor Spare | Nos | 84149090 | 18.00 | 0.00 | Yes | Yes | No |  | finished_good |  | Buy external | No |  |  |  | Yes | Yes | Yes
AT • ABSSTEM Technologies LLP | SS365 | Compressor Spare,Breakdown,Cabinat Fan LV,15 KW,Kaeser ASK28T,7275100031,230 VAC | Service Spares | Compressor Spare | Nos | 84145930 | 18.00 | 0.00 | Yes | Yes | No |  | finished_good |  | Buy external | No |  |  |  | Yes | Yes | Yes
AT • ABSSTEM Technologies LLP | SS366 | Compressor Spare,Breakdown,Control Line Kit,11 KW,Kaeser-SK22T,4038030, | Service Spares | Compressor Spare | Nos | 39173100 | 18.00 | 0.00 | Yes | Yes | No |  | finished_good |  | Buy external | No |  |  |  | Yes | Yes | Yes
AT • ABSSTEM Technologies LLP | SS367 | Compressor Spare,Breakdown,Contactor,11 KW,Komter KS15-3RT2028-1AL20-8KAO,, | Service Spares | Compressor Spare | Nos | 85365010 | 18.00 | 0.00 | Yes | Yes | No |  | finished_good |  | Buy external | No |  |  |  | Yes | Yes | Yes
AT • ABSSTEM Technologies LLP | SS368 | Compressor Spare,Breakdown,Contactor,11 KW,Komter KS15-3RT2026-1AL20-8K,, | Service Spares | Compressor Spare | Nos | 85365010 | 18.00 | 0.00 | Yes | Yes | No |  | finished_good |  | Buy external | No |  |  |  | Yes | Yes | Yes
AT • ABSSTEM Technologies LLP | SS369 | Dryer Spare,Consumable,Filter Dryer,IR-D600,, | Service Spares | Dryer Spare | Nos | 84189900 | 18.00 | 0.00 | Yes | Yes | No |  | finished_good |  | Buy external | No |  |  |  | Yes | Yes | Yes
AT • ABSSTEM Technologies LLP | SS37 | Compressor Spare,Breakdown,Temperature Sensor,11 KW,IR,47690568001, | Service Spares | Compressor Spare | Nos | 902519 | 18.00 | 0.00 | Yes | Yes | No |  | finished_good |  | Buy external | No |  |  |  | Yes | Yes | Yes
AT • ABSSTEM Technologies LLP | SS370 | Dryer Spare,Breakdown,Brazing Rod Copper,,, | Service Spares | Dryer Spare | Nos | 74082990 | 18.00 | 0.00 | Yes | Yes | No |  | finished_good |  | Buy external | No |  |  |  | Yes | Yes | Yes
AT • ABSSTEM Technologies LLP | SS371 | Dryer Spare,Breakdown,Gas Can Adapter and Regulator,,, | Service Spares | Dryer Spare | Nos | 74122019 | 18.00 | 0.00 | Yes | Yes | No |  | finished_good |  | Buy external | No |  |  |  | Yes | Yes | Yes
AT • ABSSTEM Technologies LLP | SS372 | Compressor Spare,Consumable,Oil Filter,7.5 KW,Komter KS10,KTCON0020, | Service Spares | Compressor Spare | Nos | 84149090 | 18.00 | 0.00 | Yes | Yes | No |  | finished_good |  | Buy external | No |  |  |  | Yes | Yes | Yes
AT • ABSSTEM Technologies LLP | SS373 | Compressor Spare,Consumable,Air Filter Element,15-22 KW,IR-,ZS1211912, | Service Spares | Compressor Spare | Nos | 84149090 | 18.00 | 0.00 | Yes | Yes | No |  | finished_good |  | Buy external | No |  |  |  | Yes | Yes | Yes
AT • ABSSTEM Technologies LLP | SS374 | Compressor Spare,Consumable,Oil Filter,15-22 KW,IR-,ZS1211906, | Service Spares | Compressor Spare | Nos | 84149090 | 18.00 | 0.00 | Yes | Yes | No |  | finished_good |  | Buy external | No |  |  |  | Yes | Yes | Yes
AT • ABSSTEM Technologies LLP | SS375 | Compressor Spare,Consumable,Oil Separator,15-22 KW,IR-,ZS1211908, | Service Spares | Compressor Spare | Nos | 84211910 | 18.00 | 0.00 | Yes | Yes | No |  | finished_good |  | Buy external | No |  |  |  | Yes | Yes | Yes
AT • ABSSTEM Technologies LLP | SS376 | Compressor Spare,Breakdown,Cooler Nipple,15 kW,Atlas Copco-GA15VSD+FF,1625423013, | Service Spares | Compressor Spare | Nos | 73072900 | 18.00 | 0.00 | Yes | Yes | No |  | finished_good |  | Buy external | No |  |  |  | Yes | Yes | Yes
AT • ABSSTEM Technologies LLP | SS377 | Compressor Spare,Consumable,Oil Filter,15 kW,Atlas Copco-GA15VSD+FF,1625426150, | Service Spares | Compressor Spare | Nos | 84219900 | 18.00 | 0.00 | Yes | Yes | No |  | finished_good |  | Buy external | No |  |  |  | Yes | Yes | Yes
AT • ABSSTEM Technologies LLP | SS378 | Compressor Spare,Consumable,Filter Element,15 kW,Atlas Copco-GA15VSD+FF,1613872000, | Service Spares | Compressor Spare | Nos | 84219900 | 18.00 | 0.00 | Yes | Yes | No |  | finished_good |  | Buy external | No |  |  |  | Yes | Yes | Yes
AT • ABSSTEM Technologies LLP | SS379 | Compressor Spare,Consumable,Oil Separator,15 kW,Atlas Copco-GA15VSD+FF,2202929450, | Service Spares | Compressor Spare | Nos | 84219900 | 18.00 | 0.00 | Yes | Yes | No |  | finished_good |  | Buy external | No |  |  |  | Yes | Yes | Yes
AT • ABSSTEM Technologies LLP | SS38 | Compressor Spare,Breakdown,Temperature Sensor,15 KW/22 KW,IR,ZS1072483, | Service Spares | Compressor Spare | Nos | 902519 | 18.00 | 0.00 | Yes | Yes | No |  | finished_good |  | Buy external | No |  |  |  | Yes | Yes | Yes
AT • ABSSTEM Technologies LLP | SS380 | Dryer Spare,Breakdown,Capillary Pressure Connection,D600,47497315001, | Service Spares | Dryer Spare | Nos | 7411 | 18.00 | 0.00 | Yes | Yes | No |  | finished_good |  | Buy external | No |  |  |  | Yes | Yes | Yes
AT • ABSSTEM Technologies LLP | SS381 | Dryer Spare,Tool,Gas Charging Cane Valve-Regulator - No. 22,,, | Service Spares | Dryer Spare | Nos | 84818090 | 18.00 | 0.00 | Yes | Yes | No |  | finished_good |  | Buy external | No |  |  |  | Yes | Yes | Yes
AT • ABSSTEM Technologies LLP | SS382 | Dryer Spare,Tool,Gas Charging Cane Valve-Regulator - No. 32,,, | Service Spares | Dryer Spare | Nos | 84818090 | 18.00 | 0.00 | Yes | Yes | No |  | finished_good |  | Buy external | No |  |  |  | Yes | Yes | Yes
AT • ABSSTEM Technologies LLP | SS383 | Dryer Spare,Tool,Pipe Tool - 3/8",,, | Service Spares | Dryer Spare | Nos | 8204 | 18.00 | 0.00 | Yes | Yes | No |  | finished_good |  | Buy external | No |  |  |  | Yes | Yes | Yes
AT • ABSSTEM Technologies LLP | SS384 | Dryer Spare,Tool,Pipe Tool - 1/2",,, | Service Spares | Dryer Spare | Nos | 8204 | 18.00 | 0.00 | Yes | Yes | No |  | finished_good |  | Buy external | No |  |  |  | Yes | Yes | Yes
AT • ABSSTEM Technologies LLP | SS385 | Dryer Spare,Tool,Charging Line - No. 22,,, | Service Spares | Dryer Spare | Nos | 8205 | 18.00 | 0.00 | Yes | Yes | No |  | finished_good |  | Buy external | No |  |  |  | Yes | Yes | Yes
AT • ABSSTEM Technologies LLP | SS386 | Dryer Spare,Tool,High Pressure Gauge - Gas filling,,, | Service Spares | Dryer Spare | Nos | 9026 | 18.00 | 0.00 | Yes | Yes | No |  | finished_good |  | Buy external | No |  |  |  | Yes | Yes | Yes
AT • ABSSTEM Technologies LLP | SS387 | Dryer Spare,Tool,Swedging - 5/8",,, | Service Spares | Dryer Spare | Nos | 8203 | 18.00 | 0.00 | Yes | Yes | No |  | finished_good |  | Buy external | No |  |  |  | Yes | Yes | Yes
AT • ABSSTEM Technologies LLP | SS388 | Compressor Spare,Consumable,Element,Oil Filter,11 KW,IR-,39329602, | Service Spares | Compressor Spare | Nos | 84219900 | 18.00 | 0.00 | Yes | Yes | No |  | finished_good |  | Buy external | No |  |  |  | Yes | Yes | Yes
AT • ABSSTEM Technologies LLP | SS389 | Compressor Spare,Consumable,Element,Separator,11 KW,IR-,24121212, | Service Spares | Compressor Spare | Nos | 84211910 | 18.00 | 0.00 | Yes | Yes | No |  | finished_good |  | Buy external | No |  |  |  | Yes | Yes | Yes
AT • ABSSTEM Technologies LLP | SS39 | Compressor Spare,Breakdown,Radiator,11 KW,IR,99312944, | Service Spares | Compressor Spare | Nos | 84149090 | 18.00 | 0.00 | Yes | Yes | No |  | finished_good |  | Buy external | No |  |  |  | Yes | Yes | Yes
AT • ABSSTEM Technologies LLP | SS390 | Compressor Spare,Consumable,Element,Air Filter,11 KW,IR-,22892533, | Service Spares | Compressor Spare | Nos | 84219900 | 18.00 | 0.00 | Yes | Yes | No |  | finished_good |  | Buy external | No |  |  |  | Yes | Yes | Yes
AT • ABSSTEM Technologies LLP | SS391 | Compressor Spare,Consumable,Element,Air Filter,11 KW,IR-,23883655, | Service Spares | Compressor Spare | Nos | 84219900 | 18.00 | 0.00 | Yes | Yes | No |  | finished_good |  | Buy external | No |  |  |  | Yes | Yes | Yes
AT • ABSSTEM Technologies LLP | SS392 | Compressor Spare,Consumable,Mesh Filter Element,15-22 KW,IR-,QX102305, | Service Spares | Compressor Spare | Nos | 84219900 | 18.00 | 0.00 | Yes | Yes | No |  | finished_good |  | Buy external | No |  |  |  | Yes | Yes | Yes
AT • ABSSTEM Technologies LLP | SS393 | Compressor Spare,Consumable,Intake Valve,15-22 KW,IR-,A11985074, | Service Spares | Compressor Spare | Nos | 8481 | 18.00 | 0.00 | Yes | Yes | No |  | finished_good |  | Buy external | No |  |  |  | Yes | Yes | Yes
AT • ABSSTEM Technologies LLP | SS394 | Compressor Spare,Consumable,MPCV,15-22 KW,IR-,QX102303, | Service Spares | Compressor Spare | Nos | 8536 | 18.00 | 0.00 | Yes | Yes | No |  | finished_good |  | Buy external | No |  |  |  | Yes | Yes | Yes
AT • ABSSTEM Technologies LLP | SS395 | Compressor Spare,Consumable,Element, Air Filter,30-37 KW,IR-,24900292, | Service Spares | Compressor Spare | Nos | 84219900 | 18.00 | 0.00 | Yes | Yes | No |  | finished_good |  | Buy external | No |  |  |  | Yes | Yes | Yes
AT • ABSSTEM Technologies LLP | SS396 | Compressor Spare,Consumable,Element,Oil Separator,30-45 KW,IR-,24163537, | Service Spares | Compressor Spare | Nos | 84211910 | 18.00 | 0.00 | Yes | Yes | No |  | finished_good |  | Buy external | No |  |  |  | Yes | Yes | Yes
AT • ABSSTEM Technologies LLP | SS397 | Compressor Spare,Consumable,Pad, Filter,30-37 KW,IR-,47656718001, | Service Spares | Compressor Spare | Nos | 84219900 | 18.00 | 0.00 | Yes | Yes | No |  | finished_good |  | Buy external | No |  |  |  | Yes | Yes | Yes
AT • ABSSTEM Technologies LLP | SS398 | Compressor Spare,Consumable,Filter,Air Housing,30-37 KW,IR-,24900243, | Service Spares | Compressor Spare | Nos | 84219900 | 18.00 | 0.00 | Yes | Yes | No |  | finished_good |  | Buy external | No |  |  |  | Yes | Yes | Yes
AT • ABSSTEM Technologies LLP | SS399 | Compressor Spare,Consumable,Element Oil filter,30-45 KW,IR-,39911615, | Service Spares | Compressor Spare | Nos | 84219900 | 18.00 | 0.00 | Yes | Yes | No |  | finished_good |  | Buy external | No |  |  |  | Yes | Yes | Yes
AT • ABSSTEM Technologies LLP | SS4 | Compressor Spare,Consumable,Kit - 2000 Hr,30 - 37 KW,IR,47670429001, | Service Spares | Compressor Spare | Nos | 84149090 | 18.00 | 0.00 | Yes | Yes | No |  | finished_good |  | Buy external | No |  |  |  | Yes | Yes | Yes
AT • ABSSTEM Technologies LLP | SS40 | Compressor Spare,Breakdown,Radiator,15 KW,IR,100015140, | Service Spares | Compressor Spare | Nos | 84149090 | 18.00 | 0.00 | Yes | Yes | No |  | finished_good |  | Buy external | No |  |  |  | Yes | Yes | Yes
AT • ABSSTEM Technologies LLP | SS400 | Compressor Spare,Consumable,Element Air filter ,45 KW,IR-,24091720, | Service Spares | Compressor Spare | Nos | 84219900 | 18.00 | 0.00 | Yes | Yes | No |  | finished_good |  | Buy external | No |  |  |  | Yes | Yes | Yes
AT • ABSSTEM Technologies LLP | SS401 | Compressor Spare,Breakdown,Repair Kit CAVV,37 KW,Kaeser-BSD 75,40070700020, | Service Spares | Compressor Spare | Nos | 84818090 | 18.00 | 0.00 | Yes | Yes | No |  | finished_good |  | Buy external | No |  |  |  | Yes | Yes | Yes
AT • ABSSTEM Technologies LLP | SS402 | Compressor Spare,Breakdown,Maintenance Kit Vent Valve,37 KW,Kaeser-BSD 75,4037560, | Service Spares | Compressor Spare | Nos | 84149019 | 18.00 | 0.00 | Yes | Yes | No |  | finished_good |  | Buy external | No |  |  |  | Yes | Yes | Yes
AT • ABSSTEM Technologies LLP | SS403 | Dryer Spare,Breakdown,Empty Metal Container (For Refrigeration Gas),,, | Service Spares | Dryer Spare | Nos | 73110090 | 18.00 | 0.00 | Yes | Yes | No |  | finished_good |  | Buy external | No |  |  |  | Yes | Yes | Yes
AT • ABSSTEM Technologies LLP | SS404 | Compressor Spare,Breakdown,Spiral Hose DN 60 X 500 mm,15 KW,Kaeser-ASK 28T,9107900040, | Service Spares | Compressor Spare | Nos | 40094200 | 18.00 | 0.00 | Yes | Yes | No |  | finished_good |  | Buy external | No |  |  |  | Yes | Yes | Yes
AT • ABSSTEM Technologies LLP | SS405 | Compressor Spare,Breakdown,Inlet Port DN 60 mm,15 KW,Kaeser-ASK 28T,5600600010, | Service Spares | Compressor Spare | Nos | 84149019 | 18.00 | 0.00 | Yes | Yes | No |  | finished_good |  | Buy external | No |  |  |  | Yes | Yes | Yes
AT • ABSSTEM Technologies LLP | SS406 | Compressor Spare,Breakdown,Hose Line,11 Kw,Kaeser SK22T,827600, | Service Spares | Compressor Spare | Nos | 40094200 | 18.00 | 0.00 | Yes | Yes | No |  | finished_good |  | Buy external | No |  |  |  | Yes | Yes | Yes
AT • ABSSTEM Technologies LLP | SS407 | Compressor Spare,Consumable,Oil Separator,9 KW,Kaeser-SM16,6379510010, | Service Spares | Compressor Spare | Nos | 84219900 | 18.00 | 0.00 | Yes | Yes | No |  | finished_good |  | Buy external | No |  |  |  | Yes | Yes | Yes
AT • ABSSTEM Technologies LLP | SS408 | Compressor Spare,Breakdown,Motor Bearing,11 KW,IR - 6208-2Z,, | Service Spares | Compressor Spare | Nos | 8482 | 18.00 | 0.00 | Yes | Yes | No |  | finished_good |  | Buy external | No |  |  |  | Yes | Yes | Yes
AT • ABSSTEM Technologies LLP | SS409 | Dryer Spare,Breakdown,Refrigerant Compressor,Kaeser ASK28T - 15 KW,4E05760,4E05760 | Service Spares | Dryer Spare | Nos | 8414 | 18.00 | 0.00 | Yes | Yes | No |  | finished_good |  | Buy external | No |  |  |  | Yes | Yes | Yes
AT • ABSSTEM Technologies LLP | SS41 | Compressor Spare,Breakdown,Radiator,18 KW,IR,100015141, | Service Spares | Compressor Spare | Nos | 84149090 | 18.00 | 0.00 | Yes | Yes | No |  | finished_good |  | Buy external | No |  |  |  | Yes | Yes | Yes
AT • ABSSTEM Technologies LLP | SS410 | Compressor Spare,Breakdown,Housing (Gear Box - Air End assembly),30 - 37 KW,IR,47568140001, | Service Spares | Compressor Spare | Nos | 8482 | 18.00 | 0.00 | Yes | Yes | No |  | finished_good |  | Buy external | No |  |  |  | Yes | Yes | Yes
AT • ABSSTEM Technologies LLP | SS411 | Compressor Spare,Breakdown,Elbow (Gear Box - Air End assembly),30 - 37 KW,IR,96757604, | Service Spares | Compressor Spare | Nos | 8482 | 18.00 | 0.00 | Yes | Yes | No |  | finished_good |  | Buy external | No |  |  |  | Yes | Yes | Yes
AT • ABSSTEM Technologies LLP | SS412 | Compressor Spare,Breakdown,Supply Terminal 3p 3RV1915,15 KW,Kaeser ASK28T ,7314002080, | Service Spares | Compressor Spare | Nos | 85369090 | 18.00 | 0.00 | Yes | Yes | No |  | finished_good |  | Buy external | No |  |  |  | Yes | Yes | Yes
AT • ABSSTEM Technologies LLP | SS413 | Compressor Spare,Breakdown,Working Element 80°C,18.5 KW,ASK34T,719750, | Service Spares | Compressor Spare | Nos | 90321090 | 18.00 | 0.00 | Yes | Yes | No |  | finished_good |  | Buy external | No |  |  |  | Yes | Yes | Yes
AT • ABSSTEM Technologies LLP | SS414 | Dryer Spare,Breakdown,Filter Dryer GR 30-3 Ø6,Kaeser ASK28T-15 KW,9412100020, | Service Spares | Dryer Spare | Nos | 84189900 | 18.00 | 0.00 | Yes | Yes | No |  | finished_good |  | Buy external | No |  |  |  | Yes | Yes | Yes
AT • ABSSTEM Technologies LLP | SS415 | Compressor Spare,Consumable,Air Filter Element,11 KW,IR R11T,88171913, | Service Spares | Compressor Spare | Nos | 84219900 | 18.00 | 0.00 | Yes | Yes | No |  | finished_good |  | Buy external | No |  |  |  | Yes | Yes | Yes
AT • ABSSTEM Technologies LLP | SS416 | Compressor Spare,Breakdown,Intake Valve 20- 8 Bar,11 KW,Komter KS15 -20, KPM 15, 20,KTIV0006, | Service Spares | Compressor Spare | Nos | 84149090 | 18.00 | 0.00 | Yes | Yes | No |  | finished_good |  | Buy external | No |  |  |  | Yes | Yes | Yes
AT • ABSSTEM Technologies LLP | SS417 | Compressor Spare,Breakdown,Airend Shaft Seal Bush (45X50X16),11 KW,Komter KS15,, | Service Spares | Compressor Spare | Nos | 84149019 | 18.00 | 0.00 | Yes | Yes | No |  | finished_good |  | Buy external | No |  |  |  | Yes | Yes | Yes
AT • ABSSTEM Technologies LLP | SS418 | Compressor Spare,Breakdown,Airend Oil Seal (50X68X8),11 KW,Komter KS15,, | Service Spares | Compressor Spare | Nos | 84389090 | 18.00 | 0.00 | Yes | Yes | No |  | finished_good |  | Buy external | No |  |  |  | Yes | Yes | Yes
AT • ABSSTEM Technologies LLP | SS419 | Compressor Spare,Breakdown,Contactor 3RT2016,11 KW,Kaeser SK22,7874000010,230 V AC | Service Spares | Compressor Spare | Nos | 85369090 | 18.00 | 0.00 | Yes | Yes | No |  | finished_good |  | Buy external | No |  |  |  | Yes | Yes | Yes
AT • ABSSTEM Technologies LLP | SS42 | Compressor Spare,Breakdown,Radiator,22 KW,IR,100015141, | Service Spares | Compressor Spare | Nos | 84149090 | 18.00 | 0.00 | Yes | Yes | No |  | finished_good |  | Buy external | No |  |  |  | Yes | Yes | Yes
AT • ABSSTEM Technologies LLP | SS420 | Compressor Spare,Breakdown,Fan Coupling ,11 KW,Kaeser SK22, 50108E0, | Service Spares | Compressor Spare | Nos | 40169990 | 18.00 | 0.00 | Yes | Yes | No |  | finished_good |  | Buy external | No |  |  |  | Yes | Yes | Yes
AT • ABSSTEM Technologies LLP | SS421 | Compressor Spare,Breakdown,Main Motor Bearing,11 KW,Kaeser SK22,4033110, | Service Spares | Compressor Spare | Nos | 84211090 | 18.00 | 0.00 | Yes | Yes | No |  | finished_good |  | Buy external | No |  |  |  | Yes | Yes | Yes
AT • ABSSTEM Technologies LLP | SS422 | Compressor Spare,Breakdown,Fan Motor Bearing,11 KW,Kaeser SK22,6003400010, | Service Spares | Compressor Spare | Nos | 84821020 | 18.00 | 0.00 | Yes | Yes | No |  | finished_good |  | Buy external | No |  |  |  | Yes | Yes | Yes
AT • ABSSTEM Technologies LLP | SS423 | Compressor Spare,Breakdown,Foam Lens Tube,11 KW,Kaeser SK22,5356310020, | Service Spares | Compressor Spare | Nos | 39269092 | 18.00 | 0.00 | Yes | Yes | No |  | finished_good |  | Buy external | No |  |  |  | Yes | Yes | Yes
AT • ABSSTEM Technologies LLP | SS424 | Compressor Spare,Breakdown,Guiding Ring ,11 KW,Kaeser SK22,4036080, | Service Spares | Compressor Spare | Nos | 39269090 | 18.00 | 0.00 | Yes | Yes | No |  | finished_good |  | Buy external | No |  |  |  | Yes | Yes | Yes
AT • ABSSTEM Technologies LLP | SS425 | Dryer Spare,Breakdown,Capillary Tube Di1,8-1x95l/min-KPL,Kaeser SK22,89604100430, | Service Spares | Dryer Spare | Nos | 84189900 | 18.00 | 0.00 | Yes | Yes | No |  | finished_good |  | Buy external | No |  |  |  | Yes | Yes | Yes
AT • ABSSTEM Technologies LLP | SS426 | Dryer Spare,Breakdown,Contain Module with FCCiD,IR-QIPPISP2-W,ZS1216476,7-40V, 1.5-0.3A | Service Spares | Dryer Spare | Nos | 8517 | 18.00 | 0.00 | Yes | Yes | No |  | finished_good |  | Buy external | No |  |  |  | Yes | Yes | Yes
AT • ABSSTEM Technologies LLP | SS427 | Dryer Spare,Breakdown,Board Electronic XRE,IR-D 780/D950,18301721, | Service Spares | Dryer Spare | Nos | 8537 | 18.00 | 0.00 | Yes | Yes | No |  | finished_good |  | Buy external | No |  |  |  | Yes | Yes | Yes
AT • ABSSTEM Technologies LLP | SS428 | Dryer Spare,Breakdown,Relay - DC Dryer 400 Controller,IR-G7L-2A-TUBJ,,220-240 V AC | Service Spares | Dryer Spare | Nos | 8536 | 18.00 | 0.00 | Yes | Yes | No |  | finished_good |  | Buy external | No |  |  |  | Yes | Yes | Yes
AT • ABSSTEM Technologies LLP | SS429 | Dryer Spare,Breakdown,Dryer Relay,IR-D180,, | Service Spares | Dryer Spare | Nos | 8536 | 18.00 | 0.00 | Yes | Yes | No |  | finished_good |  | Buy external | No |  |  |  | Yes | Yes | Yes
AT • ABSSTEM Technologies LLP | SS43 | Compressor Spare,Breakdown,Radiator,30 KW,IR,47509178, | Service Spares | Compressor Spare | Nos | 84149090 | 18.00 | 0.00 | Yes | Yes | No |  | finished_good |  | Buy external | No |  |  |  | Yes | Yes | Yes
AT • ABSSTEM Technologies LLP | SS430 | Dryer Spare,Breakdown,Brazing Rod-Copper,L-500 X W-2 X T-2mm,, | Service Spares | Dryer Spare | Nos | 74071020 | 18.00 | 0.00 | Yes | Yes | No |  | finished_good |  | Buy external | No |  |  |  | Yes | Yes | Yes
AT • ABSSTEM Technologies LLP | SS431 | Dryer Spare,Breakdown,Digital Process Controller,Sub-Zero (SZ-7521-P-REO),,230 VAC (2.8 Max IN) | Service Spares | Dryer Spare | Nos | 90321010 | 18.00 | 0.00 | Yes | Yes | No |  | finished_good |  | Buy external | No |  |  |  | Yes | Yes | Yes
AT • ABSSTEM Technologies LLP | SS432 | Dryer Spare,Breakdown,Dryer Switch,,,16 Amp | Service Spares | Dryer Spare | Nos | 85365020 | 18.00 | 0.00 | Yes | Yes | No |  | finished_good |  | Buy external | No |  |  |  | Yes | Yes | Yes
AT • ABSSTEM Technologies LLP | SS433 | Dryer Spare,Breakdown,Temp. Controller SZ 7521,,, | Service Spares | Dryer Spare | Nos | 90321010 | 18.00 | 0.00 | Yes | Yes | No |  | finished_good |  | Buy external | No |  |  |  | Yes | Yes | Yes
AT • ABSSTEM Technologies LLP | SS434 | Dryer Spare,Breakdown,Run Capeciator 35 MFP,IR-D600 IN iA,, | Service Spares | Dryer Spare | Nos | 8532 | 18.00 | 0.00 | Yes | Yes | No |  | finished_good |  | Buy external | No |  |  |  | Yes | Yes | Yes
AT • ABSSTEM Technologies LLP | SS435 | Dryer Spare,Breakdown,Hot Gas By-Pass 3/8, 5/4.5W,,,AC 220 - 240 V | Service Spares | Dryer Spare | Nos | 8481 | 18.00 | 0.00 | Yes | Yes | No |  | finished_good |  | Buy external | No |  |  |  | Yes | Yes | Yes
AT • ABSSTEM Technologies LLP | SS436 | Dryer Spare,Breakdown,Gas Charging Valve,Bansal Industries,, | Service Spares | Dryer Spare | Nos | 8415 | 18.00 | 0.00 | Yes | Yes | No |  | finished_good |  | Buy external | No |  |  |  | Yes | Yes | Yes
AT • ABSSTEM Technologies LLP | SS437 | Dryer Spare,Breakdown,Run Capeciator 35 MFP,IR-D600 IN iA,,440 V AC | Service Spares | Dryer Spare | Nos | 8532 | 18.00 | 0.00 | Yes | Yes | No |  | finished_good |  | Buy external | No |  |  |  | Yes | Yes | Yes
AT • ABSSTEM Technologies LLP | SS438 | Compressor Spare,Consumable,Outer Suction Filter - H 230 X D 130 mm,,Kaeser,, | Service Spares | Compressor Spare | Nos | 85369090 | 18.00 | 0.00 | Yes | Yes | No |  | finished_good |  | Buy external | No |  |  |  | Yes | Yes | Yes
AT • ABSSTEM Technologies LLP | SS439 | Compressor Spare,Breakdown,Transformer,,Class-E,CTIDKB03 CZZ0,60 AV | Service Spares | Compressor Spare | Nos | 8504 | 18.00 | 0.00 | Yes | Yes | No |  | finished_good |  | Buy external | No |  |  |  | Yes | Yes | Yes
AT • ABSSTEM Technologies LLP | SS44 | Compressor Spare,Breakdown,Radiator,37 KW,IR,47509178, | Service Spares | Compressor Spare | Nos | 84149090 | 18.00 | 0.00 | Yes | Yes | No |  | finished_good |  | Buy external | No |  |  |  | Yes | Yes | Yes
AT • ABSSTEM Technologies LLP | SS440 | Compressor Spare,Breakdown,Meter Hour,,IR,7027827,230 V AC | Service Spares | Compressor Spare | Nos | 9029 | 18.00 | 0.00 | Yes | Yes | No |  | finished_good |  | Buy external | No |  |  |  | Yes | Yes | Yes
AT • ABSSTEM Technologies LLP | SS441 | Compressor Spare,Breakdown,Block,,ABB-VE5-2,1SBN030210R1000, | Service Spares | Compressor Spare | Nos | 85389000 | 18.00 | 0.00 | Yes | Yes | No |  | finished_good |  | Buy external | No |  |  |  | Yes | Yes | Yes
AT • ABSSTEM Technologies LLP | SS442 | Compressor Spare,Consumable,Oil Separator-SST 15-20 HP,,Sunsteller,, | Service Spares | Compressor Spare | Nos | 84219900 | 18.00 | 0.00 | Yes | Yes | No |  | finished_good |  | Buy external | No |  |  |  | Yes | Yes | Yes
AT • ABSSTEM Technologies LLP | SS443 | Compressor Spare,Consumable,Air Filter,55 KW,IR,47557738001, | Service Spares | Compressor Spare | Nos | 84219900 | 18.00 | 0.00 | Yes | Yes | No |  | finished_good |  | Buy external | No |  |  |  | Yes | Yes | Yes
AT • ABSSTEM Technologies LLP | SS444 | Compressor Spare,Breakdown,Sealing Ring-Thermostate,,,A93191150, | Service Spares | Compressor Spare | Nos | 73079290 | 18.00 | 0.00 | Yes | Yes | No |  | finished_good |  | Buy external | No |  |  |  | Yes | Yes | Yes
AT • ABSSTEM Technologies LLP | SS445 | Compressor Spare,Breakdown,Overload Relay-AX65-30-11,37 KW,ABB-TS27 DU36,ISAZ321201R2005,45-63 A | Service Spares | Compressor Spare | Nos | 8536 | 18.00 | 0.00 | Yes | Yes | No |  | finished_good |  | Buy external | No |  |  |  | Yes | Yes | Yes
AT • ABSSTEM Technologies LLP | SS446 | Compressor Spare,Breakdown,Contactor-AX25-30-01,15 KW,ABB,ISBL931074R8001, | Service Spares | Compressor Spare | Nos | 85365010 | 18.00 | 0.00 | Yes | Yes | No |  | finished_good |  | Buy external | No |  |  |  | Yes | Yes | Yes
AT • ABSSTEM Technologies LLP | SS447 | Compressor Spare,Breakdown,Moter Starter-40/60 MFD-275 VRMS-BURGE,,Aristo,AC38D040230,230 V AC | Service Spares | Compressor Spare | Nos | 85322500 | 18.00 | 0.00 | Yes | Yes | No |  | finished_good |  | Buy external | No |  |  |  | Yes | Yes | Yes
AT • ABSSTEM Technologies LLP | SS448 | Compressor Spare,Breakdown,On Delay Timer,,GIC-(0.3s - 30h),Cat-12 ODT4 -R8,240 V AC | Service Spares | Compressor Spare | Nos | 9107 | 18.00 | 0.00 | Yes | Yes | No |  | finished_good |  | Buy external | No |  |  |  | Yes | Yes | Yes
AT • ABSSTEM Technologies LLP | SS449 | Compressor Spare,Breakdown,MPCV Valve Brass,,Kaeser,, | Service Spares | Compressor Spare | Nos | 84818090 | 18.00 | 0.00 | Yes | Yes | No |  | finished_good |  | Buy external | No |  |  |  | Yes | Yes | Yes
AT • ABSSTEM Technologies LLP | SS45 | Compressor Spare,Breakdown,Radiator,45 KW,IR,24054777, | Service Spares | Compressor Spare | Nos | 84149090 | 18.00 | 0.00 | Yes | Yes | No |  | finished_good |  | Buy external | No |  |  |  | Yes | Yes | Yes
AT • ABSSTEM Technologies LLP | SS450 | Compressor Spare,Breakdown,Valve Pilot,,IR,39265036, | Service Spares | Compressor Spare | Nos | 8481 | 18.00 | 0.00 | Yes | Yes | No |  | finished_good |  | Buy external | No |  |  |  | Yes | Yes | Yes
AT • ABSSTEM Technologies LLP | SS451 | Compressor Spare,Breakdown,Gasket Seal for Motor,,IR,47534792001, | Service Spares | Compressor Spare | Nos | 73079290 | 18.00 | 0.00 | Yes | Yes | No |  | finished_good |  | Buy external | No |  |  |  | Yes | Yes | Yes
AT • ABSSTEM Technologies LLP | SS452 | Compressor Spare,Breakdown,Kit TCU,45/75 KW,IR,47496696001, | Service Spares | Compressor Spare | Nos | 8536 | 18.00 | 0.00 | Yes | Yes | No |  | finished_good |  | Buy external | No |  |  |  | Yes | Yes | Yes
AT • ABSSTEM Technologies LLP | SS453 | Compressor Spare,Breakdown,NRV,11 KW,IR,703000314, | Service Spares | Compressor Spare | Nos | 84813000 | 18.00 | 0.00 | Yes | Yes | No |  | finished_good |  | Buy external | No |  |  |  | Yes | Yes | Yes
AT • ABSSTEM Technologies LLP | SS454 | Compressor Spare,Breakdown,Contactor-AX09-30-10,,ABB-110,, | Service Spares | Compressor Spare | Nos | 8536 | 18.00 | 0.00 | Yes | Yes | No |  | finished_good |  | Buy external | No |  |  |  | Yes | Yes | Yes
AT • ABSSTEM Technologies LLP | SS455 | Compressor Spare,Breakdown,Control Transformer,18 KW,IR,,60 VA/0-380 V-415 V-440 V/0-24V-230V | Service Spares | Compressor Spare | Nos | 8504 | 18.00 | 0.00 | Yes | Yes | No |  | finished_good |  | Buy external | No |  |  |  | Yes | Yes | Yes
AT • ABSSTEM Technologies LLP | SS456 | Compressor Spare,Breakdown,VIP Control Transformer,,,, | Service Spares | Compressor Spare | Nos | 8504 | 18.00 | 0.00 | Yes | Yes | No |  | finished_good |  | Buy external | No |  |  |  | Yes | Yes | Yes
AT • ABSSTEM Technologies LLP | SS457 | Servo Spare,Breakdown,Servo Coil Dimmer-Copper,STR-60 KVA,, | Service Spares | Servo Spare | Nos | 8504 | 18.00 | 0.00 | Yes | Yes | No |  | finished_good |  | Buy external | No |  |  |  | Yes | Yes | Yes
AT • ABSSTEM Technologies LLP | SS458 | Servo Spare,Breakdown,Contector,LNT-MNX110,,AC-1/160 AMP (220 VAC) | Service Spares | Servo Spare | Nos | 85365010 | 18.00 | 0.00 | Yes | Yes | No |  | finished_good |  | Buy external | No |  |  |  | Yes | Yes | Yes
AT • ABSSTEM Technologies LLP | SS459 | Servo Spare,Breakdown,Contector,LNT-MNX80,,AC-1/100 AMP (220 VAC) | Service Spares | Servo Spare | Nos | 85365010 | 18.00 | 0.00 | Yes | Yes | No |  | finished_good |  | Buy external | No |  |  |  | Yes | Yes | Yes
AT • ABSSTEM Technologies LLP | SS46 | Compressor Spare,Consumable,Coolant Oil,,IR,, | Service Spares-Bulk | Compressor Spare - Bulk | LTR | 34039900 | 18.00 | 0.00 | Yes | Yes | No |  | finished_good |  | Buy external | No |  |  |  | Yes | Yes | Yes
AT • ABSSTEM Technologies LLP | SS460 | Servo Spare,Breakdown,Contector,LNT-MNX70,,AC-1/100 AMP (220 VAC | Service Spares | Servo Spare | Nos | 85365010 | 18.00 | 0.00 | Yes | Yes | No |  | finished_good |  | Buy external | No |  |  |  | Yes | Yes | Yes
AT • ABSSTEM Technologies LLP | SS461 | Servo Spare,Breakdown,Contector,LNT-MNX50,,AC-1/85 AMP (220 VAC) | Service Spares | Servo Spare | Nos | 85365010 | 18.00 | 0.00 | Yes | Yes | No |  | finished_good |  | Buy external | No |  |  |  | Yes | Yes | Yes
AT • ABSSTEM Technologies LLP | SS462 | Servo Spare,Breakdown,Contector,LNT-MNX40,,AC-1/55 AMP (220 VAC) | Service Spares | Servo Spare | Nos | 85365010 | 18.00 | 0.00 | Yes | Yes | No |  | finished_good |  | Buy external | No |  |  |  | Yes | Yes | Yes
AT • ABSSTEM Technologies LLP | SS463 | Servo Spare,Breakdown,Phase Sequence Relay,Minules,,415 VAC | Service Spares | Servo Spare | Nos | 8536 | 18.00 | 0.00 | Yes | Yes | No |  | finished_good |  | Buy external | No |  |  |  | Yes | Yes | Yes
AT • ABSSTEM Technologies LLP | SS464 | Servo Spare,Breakdown,Servo Display,SVS,,220 VAC | Service Spares | Servo Spare | Nos | 8504 | 18.00 | 0.00 | Yes | Yes | No |  | finished_good |  | Buy external | No |  |  |  | Yes | Yes | Yes
AT • ABSSTEM Technologies LLP | SS465 | Servo Spare,Breakdown,Servo Motor,Servomate-Torque 10 Kg.cm ,HP-0.008-60 RPM,,220 VAC 1- Phase 50Hz | Service Spares | Servo Spare | Nos | 8501 | 18.00 | 0.00 | Yes | Yes | No |  | finished_good |  | Buy external | No |  |  |  | Yes | Yes | Yes
AT • ABSSTEM Technologies LLP | SS466 | Servo Spare,Breakdown,Servo Motor,Servomate- Torque 3 Kg.cm ,HP-0.003-60 RPM,,220 VAC 1- Phase 50Hz | Service Spares | Servo Spare | Nos | 8501 | 18.00 | 0.00 | Yes | Yes | No |  | finished_good |  | Buy external | No |  |  |  | Yes | Yes | Yes
AT • ABSSTEM Technologies LLP | SS467 | Servo Spare,Breakdown,Servo Motor,SMS-Torque 10 Kg.cm -60 RPM,,220 VAC 1- Phase 50Hz (125 MA) | Service Spares | Servo Spare | Nos | 8501 | 18.00 | 0.00 | Yes | Yes | No |  | finished_good |  | Buy external | No |  |  |  | Yes | Yes | Yes
AT • ABSSTEM Technologies LLP | SS468 | Compressor Spare,Breakdown,Motor Drive,30 - 37 KW,IR ML 30IE-7.5,47521738001, | Service Spares | Compressor Spare | Nos | 8504 | 18.00 | 0.00 | Yes | Yes | No |  | finished_good |  | Buy external | No |  |  |  | Yes | Yes | Yes
AT • ABSSTEM Technologies LLP | SS469 | Compressor Spare,Breakdown,Screw,30 - 37 KW,IR ML 30IE-7.5,96719836, | Service Spares | Compressor Spare | Nos | 7318 | 18.00 | 0.00 | Yes | Yes | No |  | finished_good |  | Buy external | No |  |  |  | Yes | Yes | Yes
AT • ABSSTEM Technologies LLP | SS47 | Compressor Spare,Consumable,Coolant Oil,,IR-, | Service Spares-Bulk | Compressor Spare - Bulk | LTR | 34039900 | 18.00 | 0.00 | Yes | Yes | No |  | finished_good |  | Buy external | No |  |  |  | Yes | Yes | Yes
AT • ABSSTEM Technologies LLP | SS470 | Compressor Spare,Breakdown,Screw,30 - 37 KW,IR ML 30IE-7.5,96705660, | Service Spares | Compressor Spare | Nos | 7318 | 18.00 | 0.00 | Yes | Yes | No |  | finished_good |  | Buy external | No |  |  |  | Yes | Yes | Yes
AT • ABSSTEM Technologies LLP | SS471 | Compressor Spare,Breakdown,Screw,30 - 37 KW,IR ML 30IE-7.5,96700901, | Service Spares | Compressor Spare | Nos | 7318 | 18.00 | 0.00 | Yes | Yes | No |  | finished_good |  | Buy external | No |  |  |  | Yes | Yes | Yes
AT • ABSSTEM Technologies LLP | SS472 | Compressor Spare,Breakdown,Screw,30 - 37 KW,IR ML 30IE-7.5,96725130, | Service Spares | Compressor Spare | Nos | 7318 | 18.00 | 0.00 | Yes | Yes | No |  | finished_good |  | Buy external | No |  |  |  | Yes | Yes | Yes
AT • ABSSTEM Technologies LLP | SS473 | Compressor Spare,Breakdown,Screw,30 - 37 KW,IR ML 30IE-7.5,96702337, | Service Spares | Compressor Spare | Nos | 7318 | 18.00 | 0.00 | Yes | Yes | No |  | finished_good |  | Buy external | No |  |  |  | Yes | Yes | Yes
AT • ABSSTEM Technologies LLP | SS474 | Compressor Spare,Breakdown,Screw,30 - 37 KW,IR ML 30IE-7.5,54656905, | Service Spares | Compressor Spare | Nos | 7318 | 18.00 | 0.00 | Yes | Yes | No |  | finished_good |  | Buy external | No |  |  |  | Yes | Yes | Yes
AT • ABSSTEM Technologies LLP | SS475 | Compressor Spare,Breakdown,Screw,30 - 37 KW,IR ML 30IE-7.5,96738372, | Service Spares | Compressor Spare | Nos | 7318 | 18.00 | 0.00 | Yes | Yes | No |  | finished_good |  | Buy external | No |  |  |  | Yes | Yes | Yes
AT • ABSSTEM Technologies LLP | SS476 | Compressor Spare,Breakdown,Lockwasher,30 - 37 KW,IR ML 30IE-7.5,96765169, | Service Spares | Compressor Spare | Nos | 7318 | 18.00 | 0.00 | Yes | Yes | No |  | finished_good |  | Buy external | No |  |  |  | Yes | Yes | Yes
AT • ABSSTEM Technologies LLP | SS477 | Compressor Spare,Breakdown,Gasket,30 - 37 KW,IR ML 30IE-7.5,47534792001, | Service Spares | Compressor Spare | Nos | 4016 | 18.00 | 0.00 | Yes | Yes | No |  | finished_good |  | Buy external | No |  |  |  | Yes | Yes | Yes
AT • ABSSTEM Technologies LLP | SS478 | Compressor Spare,Breakdown,Assembly-Gasket,30 - 37 KW,IR ML 30IE-7.5,24905895, | Service Spares | Compressor Spare | Nos | 4016 | 18.00 | 0.00 | Yes | Yes | No |  | finished_good |  | Buy external | No |  |  |  | Yes | Yes | Yes
AT • ABSSTEM Technologies LLP | SS479 | Compressor Spare,Breakdown,O-Ring,30 - 37 KW,IR ML 30IE-7.5,95070272, | Service Spares | Compressor Spare | Nos | 4016 | 18.00 | 0.00 | Yes | Yes | No |  | finished_good |  | Buy external | No |  |  |  | Yes | Yes | Yes
AT • ABSSTEM Technologies LLP | SS48 | Compressor Spare,Consumable,Grease,,Mobil,22954416, | Service Spares | Compressor Spare | Nos | 27101990 | 18.00 | 0.00 | Yes | Yes | No |  | finished_good |  | Buy external | No |  |  |  | Yes | Yes | Yes
AT • ABSSTEM Technologies LLP | SS480 | Compressor Spare,Breakdown,O-Ring,30 - 37 KW,IR ML 30IE-7.5,95023107, | Service Spares | Compressor Spare | Nos | 4016 | 18.00 | 0.00 | Yes | Yes | No |  | finished_good |  | Buy external | No |  |  |  | Yes | Yes | Yes
AT • ABSSTEM Technologies LLP | SS481 | Compressor Spare,Breakdown,Gearcase,30 - 37 KW,IR ML 30IE-7.5,47545844001, | Service Spares | Compressor Spare | Nos | 8708 | 18.00 | 0.00 | Yes | Yes | No |  | finished_good |  | Buy external | No |  |  |  | Yes | Yes | Yes
AT • ABSSTEM Technologies LLP | SS482 | Compressor Spare,Breakdown,Plug,30 - 37 KW,IR ML 30IE-7.5,96757034, | Service Spares | Compressor Spare | Nos | 8536 | 18.00 | 0.00 | Yes | Yes | No |  | finished_good |  | Buy external | No |  |  |  | Yes | Yes | Yes
AT • ABSSTEM Technologies LLP | SS483 | Compressor Spare,Breakdown,Tube,30 - 37 KW,IR ML 30IE-7.5,47559119001, | Service Spares | Compressor Spare | Nos | 7304 | 18.00 | 0.00 | Yes | Yes | No |  | finished_good |  | Buy external | No |  |  |  | Yes | Yes | Yes
AT • ABSSTEM Technologies LLP | SS484 | Compressor Spare,Breakdown,Sleeve,30 - 37 KW,IR ML 30IE-7.5,47536040001, | Service Spares | Compressor Spare | Nos | 7307 | 18.00 | 0.00 | Yes | Yes | No |  | finished_good |  | Buy external | No |  |  |  | Yes | Yes | Yes
AT • ABSSTEM Technologies LLP | SS485 | Compressor Spare,Breakdown,Seal,30 - 37 KW,IR ML 30IE-7.5,88142450, | Service Spares | Compressor Spare | Nos | 8414 | 18.00 | 0.00 | Yes | Yes | No |  | finished_good |  | Buy external | No |  |  |  | Yes | Yes | Yes
AT • ABSSTEM Technologies LLP | SS486 | Compressor Spare,Breakdown,Housing,30 - 37 KW,IR ML 30IE-7.5,47568140001, | Service Spares | Compressor Spare | Nos | 8414 | 18.00 | 0.00 | Yes | Yes | No |  | finished_good |  | Buy external | No |  |  |  | Yes | Yes | Yes
AT • ABSSTEM Technologies LLP | SS487 | Compressor Spare,Breakdown,Spacer-Clamp Plate,30 - 37 KW,IR ML 30IE-7.5,47524345001, | Service Spares | Compressor Spare | Nos | 8414 | 18.00 | 0.00 | Yes | Yes | No |  | finished_good |  | Buy external | No |  |  |  | Yes | Yes | Yes
AT • ABSSTEM Technologies LLP | SS488 | Compressor Spare,Breakdown,Valve (In-line Check),30 - 37 KW,IR ML 30IE-7.5,47536005001, | Service Spares | Compressor Spare | Nos | 8414 | 18.00 | 0.00 | Yes | Yes | No |  | finished_good |  | Buy external | No |  |  |  | Yes | Yes | Yes
AT • ABSSTEM Technologies LLP | SS489 | Compressor Spare,Breakdown,Elbow,30 - 37 KW,IR ML 30IE-7.5,96757604, | Service Spares | Compressor Spare | Nos | 7307 | 18.00 | 0.00 | Yes | Yes | No |  | finished_good |  | Buy external | No |  |  |  | Yes | Yes | Yes
AT • ABSSTEM Technologies LLP | SS49 | Compressor Spare,Breakdown,Belt,11 KW,IR,54400726, | Service Spares | Compressor Spare | Nos | 40101290 | 18.00 | 0.00 | Yes | Yes | No |  | finished_good |  | Buy external | No |  |  |  | Yes | Yes | Yes
AT • ABSSTEM Technologies LLP | SS490 | Compressor Spare,Breakdown,Nut,30 - 37 KW,IR ML 30IE-7.5,96711882, | Service Spares | Compressor Spare | Nos | 7318 | 18.00 | 0.00 | Yes | Yes | No |  | finished_good |  | Buy external | No |  |  |  | Yes | Yes | Yes
AT • ABSSTEM Technologies LLP | SS491 | Compressor Spare,Breakdown,Braket Shipping,30 - 37 KW,IR ML 30IE-7.5,47539974001, | Service Spares | Compressor Spare | Nos | 8708 | 18.00 | 0.00 | Yes | Yes | No |  | finished_good |  | Buy external | No |  |  |  | Yes | Yes | Yes
AT • ABSSTEM Technologies LLP | SS492 | Compressor Spare,Breakdown,Mount Motor,30 - 37 KW,IR ML 30IE-7.5,23677693, | Service Spares | Compressor Spare | Nos | 8708 | 18.00 | 0.00 | Yes | Yes | No |  | finished_good |  | Buy external | No |  |  |  | Yes | Yes | Yes
AT • ABSSTEM Technologies LLP | SS493 | Compressor Spare,Breakdown,Mount Insulation,30 - 37 KW,IR ML 30IE-7.5,23591779, | Service Spares | Compressor Spare | Nos | 8546 | 18.00 | 0.00 | Yes | Yes | No |  | finished_good |  | Buy external | No |  |  |  | Yes | Yes | Yes
AT • ABSSTEM Technologies LLP | SS494 | Compressor Spare,Breakdown,Conntector,30 - 37 KW,IR ML 30IE-7.5,96757919, | Service Spares | Compressor Spare | Nos | 8536 | 18.00 | 0.00 | Yes | Yes | No |  | finished_good |  | Buy external | No |  |  |  | Yes | Yes | Yes
AT • ABSSTEM Technologies LLP | SS495 | Compressor Spare,Breakdown,Plug,30 - 37 KW,IR ML 30IE-7.5,96954193, | Service Spares | Compressor Spare | Nos | 8536 | 18.00 | 0.00 | Yes | Yes | No |  | finished_good |  | Buy external | No |  |  |  | Yes | Yes | Yes
AT • ABSSTEM Technologies LLP | SS496 | Compressor Spare,Breakdown,Breather - Filter,30 - 37 KW,IR ML 30IE-7.5,39111893, | Service Spares | Compressor Spare | Nos | 8421 | 18.00 | 0.00 | Yes | Yes | No |  | finished_good |  | Buy external | No |  |  |  | Yes | Yes | Yes
AT • ABSSTEM Technologies LLP | SS497 | Compressor Spare,Breakdown,Cooler,11 KW,Komter-KS15 ,, | Service Spares | Compressor Spare | Nos | 8414 | 18.00 | 0.00 | Yes | Yes | No |  | finished_good |  | Buy external | No |  |  |  | Yes | Yes | Yes
AT • ABSSTEM Technologies LLP | SS498 | Compressor Spare,Breakdown,Kit Control Line DN4/DN6,25 KW,Kaeser ASD50T,4040320, | Service Spares | Compressor Spare | Nos | 39173300 | 18.00 | 0.00 | Yes | Yes | No |  | finished_good |  | Buy external | No |  |  |  | Yes | Yes | Yes
AT • ABSSTEM Technologies LLP | SS499 | Dryer Spare,Breakdown,Relay-Compresssor 25A,IR-D600,38459723, | Service Spares | Dryer Spare | Nos | 85364900 | 18.00 | 0.00 | Yes | Yes | No |  | finished_good |  | Buy external | No |  |  |  | Yes | Yes | Yes
AT • ABSSTEM Technologies LLP | SS5 | Compressor Spare,Consumable,Kit - 4000 Hr,30 - 37 KW,IR,47670430001, | Service Spares | Compressor Spare | Nos | 84149090 | 18.00 | 0.00 | Yes | Yes | No |  | finished_good |  | Buy external | No |  |  |  | Yes | Yes | Yes
AT • ABSSTEM Technologies LLP | SS50 | Compressor Spare,Breakdown,Belt,15 KW,IR,QX103239, | Service Spares | Compressor Spare | Nos | 40101290 | 18.00 | 0.00 | Yes | Yes | No |  | finished_good |  | Buy external | No |  |  |  | Yes | Yes | Yes
AT • ABSSTEM Technologies LLP | SS500 | Compressor Spare,Breakdown,Elbow-Male Swivel-6 mm X 1/8 BSPT (R1/8),30 - 45 KW,IR-ML30IE/ML37IE/ML45 | Service Spares | Compressor Spare | Nos | 7307 | 18.00 | 0.00 | Yes | Yes | No |  | finished_good |  | Buy external | No |  |  |  | Yes | Yes | Yes
AT • ABSSTEM Technologies LLP | SS501 | Dryer Spare,Breakdown,Copper Pipe Set-1/2" to 1",IR-D600,, | Service Spares | Dryer Spare | Nos | 74111000 | 18.00 | 0.00 | Yes | Yes | No |  | finished_good |  | Buy external | No |  |  |  | Yes | Yes | Yes
AT • ABSSTEM Technologies LLP | SS502 | Compressor Spare,Breakdown,Transformer 1 Phase-25 VA,15 KW,Kaeser-ASK28T,739021,230 VAC | Service Spares | Compressor Spare | Nos | 85043100 | 18.00 | 0.00 | Yes | Yes | No |  | finished_good |  | Buy external | No |  |  |  | Yes | Yes | Yes
AT • ABSSTEM Technologies LLP | SS503 | Compressor Spare,Breakdown,Supply Terminal 3p 3RV2925 SK,15 KW,Kaeser-ASK28T,7314005050, | Service Spares | Compressor Spare | Nos | 85369090 | 18.00 | 0.00 | Yes | Yes | No |  | finished_good |  | Buy external | No |  |  |  | Yes | Yes | Yes
AT • ABSSTEM Technologies LLP | SS504 | Dryer Spare,Breakdown,Refrigerant Gas,R22,, | Service Spares | Dryer Spare | Nos | 290339 | 18.00 | 0.00 | Yes | Yes | No |  | finished_good |  | Buy external | No |  |  |  | Yes | Yes | Yes
AT • ABSSTEM Technologies LLP | SS505 | Compressor Spare,Breakdown,Kit Drive Coupling,25 KW,Kaeser-ASD 50T,Coupling-5317e10, | Service Spares | Compressor Spare | Nos | 8481 | 18.00 | 0.00 | Yes | Yes | No |  | finished_good |  | Buy external | No |  |  |  | Yes | Yes | Yes
AT • ABSSTEM Technologies LLP | SS506 | Compressor Spare,Breakdown,Kit Control Lines DN4,11 KW,Kaeser SK25T,4043290, | Service Spares | Compressor Spare | Nos | 84149019 | 18.00 | 0.00 | Yes | Yes | No |  | finished_good |  | Buy external | No |  |  |  | Yes | Yes | Yes
AT • ABSSTEM Technologies LLP | SS507 | Compressor Spare,Breakdown,Coolar Mat,55 KW, IDEAL MakinA,, | Service Spares | Compressor Spare | Nos | 30049099 | 18.00 | 0.00 | Yes | Yes | No |  | finished_good |  | Buy external | No |  |  |  | Yes | Yes | Yes
AT • ABSSTEM Technologies LLP | SS508 | Compressor Spare,Consumable,Air Filter,75 KW,ELGi-Mann Filter C 42 723,, | Service Spares | Compressor Spare | Nos | 84219900 | 18.00 | 0.00 | Yes | Yes | No |  | finished_good |  | Buy external | No |  |  |  | Yes | Yes | Yes
AT • ABSSTEM Technologies LLP | SS509 | Compressor Spare,Consumable,Oil Filter,75 KW,ELGi-Mann Filter W 962/14,, | Service Spares | Compressor Spare | Nos | 84212300 | 18.00 | 0.00 | Yes | Yes | No |  | finished_good |  | Buy external | No |  |  |  | Yes | Yes | Yes
AT • ABSSTEM Technologies LLP | SS51 | Compressor Spare,Breakdown,Belt,18 KW,IR,QX103242, | Service Spares | Compressor Spare | Nos | 40101290 | 18.00 | 0.00 | Yes | Yes | No |  | finished_good |  | Buy external | No |  |  |  | Yes | Yes | Yes
AT • ABSSTEM Technologies LLP | SS510 | Compressor Spare,Consumable,Oil Separator ,75 KW,ELGi,, | Service Spares | Compressor Spare | Nos | 48239090 | 18.00 | 0.00 | Yes | Yes | No |  | finished_good |  | Buy external | No |  |  |  | Yes | Yes | Yes
AT • ABSSTEM Technologies LLP | SS511 | Compressor Spare,Consumable,Oil Separator ,55 KW, Ideal MakinA,, | Service Spares | Compressor Spare | Nos | 30049099 | 18.00 | 0.00 | Yes | Yes | No |  | finished_good |  | Buy external | No |  |  |  | Yes | Yes | Yes
AT • ABSSTEM Technologies LLP | SS512 | Compressor Spare,Breakdown,Gaskit,55 KW, Ideal MakinA,, | Service Spares | Compressor Spare | Nos | 30049099 | 18.00 | 0.00 | Yes | Yes | No |  | finished_good |  | Buy external | No |  |  |  | Yes | Yes | Yes
AT • ABSSTEM Technologies LLP | SS513 | Compressor Spare,Breakdown,Fan OLR For KS10 Relay,7.5 KW,Siemens,221904312,0.4-0.63 Amp | Service Spares | Compressor Spare | Nos | 85364900 | 18.00 | 0.00 | Yes | Yes | No |  | finished_good |  | Buy external | No |  |  |  | Yes | Yes | Yes
AT • ABSSTEM Technologies LLP | SS514 | Compressor Spare,Breakdown,Device Connector,11 KW,Kaeser-SK25T,7970900010, | Service Spares | Compressor Spare | Nos | 85369090 | 18.00 | 0.00 | Yes | Yes | No |  | finished_good |  | Buy external | No |  |  |  | Yes | Yes | Yes
AT • ABSSTEM Technologies LLP | SS515 | Compressor Spare,Breakdown,Control Cable W117 ,11 KW,Kaeser-SK25T,7860700160, | Service Spares | Compressor Spare | Nos | 85444290 | 18.00 | 0.00 | Yes | Yes | No |  | finished_good |  | Buy external | No |  |  |  | Yes | Yes | Yes
AT • ABSSTEM Technologies LLP | SS516 | Compressor Spare,Breakdown,Intake Nozzle,11 KW,Kaeser-SK25T,560610, | Service Spares | Compressor Spare | Nos | 39231090 | 18.00 | 0.00 | Yes | Yes | No |  | finished_good |  | Buy external | No |  |  |  | Yes | Yes | Yes
AT • ABSSTEM Technologies LLP | SS517 | Compressor Spare,Breakdown,Kit Revision Comb. / Thermost. Valve,11 KW,Kaeser-SK25T,4032860, | Service Spares | Compressor Spare | Nos | 841490 | 18.00 | 0.00 | Yes | Yes | No |  | finished_good |  | Buy external | No |  |  |  | Yes | Yes | Yes
AT • ABSSTEM Technologies LLP | SS518 | Compressor Spare,Breakdown,Drive Coupling,37 KW,Kaeser-BSD75T,Coupling-53129E3, | Service Spares | Compressor Spare | Nos | 84836090 | 18.00 | 0.00 | Yes | Yes | No |  | finished_good |  | Buy external | No |  |  |  | Yes | Yes | Yes
AT • ABSSTEM Technologies LLP | SS519 | Compressor Spare,Breakdown,Elbow Male,11 KW,IR-R11T,92067933, | Service Spares | Compressor Spare | Nos | 7307 | 18.00 | 0.00 | Yes | Yes | No |  | finished_good |  | Buy external | No |  |  |  | Yes | Yes | Yes
AT • ABSSTEM Technologies LLP | SS52 | Compressor Spare,Breakdown,Belt,22 KW,IR,QX103243, | Service Spares | Compressor Spare | Nos | 40101290 | 18.00 | 0.00 | Yes | Yes | No |  | finished_good |  | Buy external | No |  |  |  | Yes | Yes | Yes
AT • ABSSTEM Technologies LLP | SS520 | Compressor Spare,Breakdown,Spiral Hose DN40 X 365,9 KW,Kaeser SM16T,9001900010, | Service Spares | Compressor Spare | Nos | 39173990 | 18.00 | 0.00 | Yes | Yes | No |  | finished_good |  | Buy external | No |  |  |  | Yes | Yes | Yes
AT • ABSSTEM Technologies LLP | SS521 | Compressor Spare,Breakdown,A/C After Cooler Cleaner 05L3030,9 KW,Kaeser SM16T,930203, | Service Spares | Compressor Spare | Nos | 27101980 | 18.00 | 0.00 | Yes | Yes | No |  | finished_good |  | Buy external | No |  |  |  | Yes | Yes | Yes
AT • ABSSTEM Technologies LLP | SS522 | Compressor Spare,Breakdown,Sigma Control 2 SC2 MCS ,37 KW,Kaeser BSD75T,776010, | Service Spares | Compressor Spare | Nos | 84149019 | 18.00 | 0.00 | Yes | Yes | No |  | finished_good |  | Buy external | No |  |  |  | Yes | Yes | Yes
AT • ABSSTEM Technologies LLP | SS523 | Compressor Spare,Breakdown, SMPS (Omron) S8VK-C06024,11 KW,Kaeser-SK22T,,24VDC 2.5AMP | Service Spares | Compressor Spare | Nos | 85044090 | 18.00 | 0.00 | Yes | Yes | No |  | finished_good |  | Buy external | No |  |  |  | Yes | Yes | Yes
AT • ABSSTEM Technologies LLP | SS524 | Compressor Spare,Breakdown,Power Supply PSDC 24/2.5,11 KW,Kaeser-SK22T,77605P0, | Service Spares | Compressor Spare | Nos | 85044090 | 18.00 | 0.00 | Yes | Yes | No |  | finished_good |  | Buy external | No |  |  |  | Yes | Yes | Yes
AT • ABSSTEM Technologies LLP | SS525 | Compressor Spare,Breakdown,RADIATOR,7.5 HP,Komter KS7 & KS10,KTRAD0002, | Service Spares | Compressor Spare | Nos | 84149090 | 18.00 | 0.00 | Yes | Yes | No |  | finished_good |  | Buy external | No |  |  |  | Yes | Yes | Yes
AT • ABSSTEM Technologies LLP | SS526 | Compressor Spare,Consumable,Oil Filter,7.5 HP,Komter KS7 & KS10,43210277, | Service Spares | Compressor Spare | Nos | 84149090 | 18.00 | 0.00 | Yes | Yes | No |  | finished_good |  | Buy external | No |  |  |  | Yes | Yes | Yes
AT • ABSSTEM Technologies LLP | SS527 | Compressor Spare,Breakdown,RFID Equipment Card,15 KW,Kaeser-ASK28T,7921700010, | Service Spares | Compressor Spare | Nos | 85235990 | 18.00 | 0.00 | Yes | Yes | No |  | finished_good |  | Buy external | No |  |  |  | Yes | Yes | Yes
AT • ABSSTEM Technologies LLP | SS528 | Compressor Spare,Breakdown,Intake Valve,11 KW,IR-R11T,23972854, | Service Spares | Compressor Spare | Nos | 3923 | 18.00 | 0.00 | Yes | Yes | No |  | finished_good |  | Buy external | No |  |  |  | Yes | Yes | Yes
AT • ABSSTEM Technologies LLP | SS529 | Compressor Spare,Breakdown,Oil Seal with Bush,11 KW,IR-R11T,22404321, | Service Spares | Compressor Spare | Nos | 8414 | 18.00 | 0.00 | Yes | Yes | No |  | finished_good |  | Buy external | No |  |  |  | Yes | Yes | Yes
AT • ABSSTEM Technologies LLP | SS53 | Compressor Spare,Breakdown,Overload Relay,11 KW,IR,, | Service Spares | Compressor Spare | Nos | 8536 | 18.00 | 0.00 | Yes | Yes | No |  | finished_good |  | Buy external | No |  |  |  | Yes | Yes | Yes
AT • ABSSTEM Technologies LLP | SS530 | Compressor Spare,Breakdown,Working Element 75 Degree,15 KW,Kaerser-ASK28 ,724250, | Service Spares | Compressor Spare | Nos | 90321090 | 18.00 | 0.00 | Yes | Yes | No |  | finished_good |  | Buy external | No |  |  |  | Yes | Yes | Yes
AT • ABSSTEM Technologies LLP | SS531 | Compressor Spare,Breakdown,Kit Maintenance-Inlet Valve DN60,18.5 KW, Kaerser-ASK34,4042490, | Service Spares | Compressor Spare | Nos | 84149019 | 18.00 | 0.00 | Yes | Yes | No |  | finished_good |  | Buy external | No |  |  |  | Yes | Yes | Yes
AT • ABSSTEM Technologies LLP | SS532 | Compressor Spare,Breakdown,Kit Revision and Venting Valve M,18.5 KW, Kaerser-ASK34,4007070, | Service Spares | Compressor Spare | Nos | 84818090 | 18.00 | 0.00 | Yes | Yes | No |  | finished_good |  | Buy external | No |  |  |  | Yes | Yes | Yes
AT • ABSSTEM Technologies LLP | SS533 | Compressor Spare,Breakdown,Assembly, Common Door (With Foam),55 KW,IR-RB55,47676003002, | Service Spares | Compressor Spare | Nos | 84149090 | 18.00 | 0.00 | Yes | Yes | No |  | finished_good |  | Buy external | No |  |  |  | Yes | Yes | Yes
AT • ABSSTEM Technologies LLP | SS534 | Compressor Spare,Breakdown,Hinge Pin Half,55 KW,IR-RB55,22159842, | Service Spares | Compressor Spare | Nos | 83021090 | 18.00 | 0.00 | Yes | Yes | No |  | finished_good |  | Buy external | No |  |  |  | Yes | Yes | Yes
AT • ABSSTEM Technologies LLP | SS535 | Compressor Spare,Breakdown,Tube, Scavenge 0.25 OD,55 KW,IR-RS55,47581516001, | Service Spares | Compressor Spare | Nos | 73071900 | 18.00 | 0.00 | Yes | Yes | No |  | finished_good |  | Buy external | No |  |  |  | Yes | Yes | Yes
AT • ABSSTEM Technologies LLP | SS536 | Compressor Spare,Breakdown,Valve Orifice/Check (1.42 MM/0.56 Inch),55 KW,IR-RS55,23544612, | Service Spares | Compressor Spare | Nos | 84818090 | 18.00 | 0.00 | Yes | Yes | No |  | finished_good |  | Buy external | No |  |  |  | Yes | Yes | Yes
AT • ABSSTEM Technologies LLP | SS537 | Compressor Spare,Consumable,Oil Filter,11 KW,Komter-KS15 to 50,705005443, | Service Spares | Compressor Spare | Nos | 84149090 | 18.00 | 0.00 | Yes | Yes | No |  | finished_good |  | Buy external | No |  |  |  | Yes | Yes | Yes
AT • ABSSTEM Technologies LLP | SS538 | Compressor Spare,Consumable,Air Filter Element,11 KW,Komter-KS15,KS30,KS30E,KS20E,KS20 & KSST50-30,4 | Service Spares | Compressor Spare | Nos | 84149090 | 18.00 | 0.00 | Yes | Yes | No |  | finished_good |  | Buy external | No |  |  |  | Yes | Yes | Yes
AT • ABSSTEM Technologies LLP | SS539 | Compressor Spare,Consumable,Air Filter Element Small,7.5 KW,Komter-KS10,43210070, | Service Spares | Compressor Spare | Nos | 84149090 | 18.00 | 0.00 | Yes | Yes | No |  | finished_good |  | Buy external | No |  |  |  | Yes | Yes | Yes
AT • ABSSTEM Technologies LLP | SS54 | Compressor Spare,Breakdown,Phase Sequence Relay,5 Amp,L&T,,3ph-3w, 208-480 V AC | Service Spares | Compressor Spare | Nos | 85364990 | 18.00 | 0.00 | Yes | Yes | No |  | finished_good |  | Buy external | No |  |  |  | Yes | Yes | Yes
AT • ABSSTEM Technologies LLP | SS540 | Compressor Spare,Consumable,Air Oil Separator New,7.5 KW,Komter-KS7 & KS10,720066643, | Service Spares | Compressor Spare | Nos | 84149090 | 18.00 | 0.00 | Yes | Yes | No |  | finished_good |  | Buy external | No |  |  |  | Yes | Yes | Yes
AT • ABSSTEM Technologies LLP | SS541 | Compressor Spare,Breakdown,Kit Refrigerant Condenser,37 KW,Kaerser-BSD75T ,P No-90243E0, | Service Spares | Compressor Spare | Nos | 84189910 | 18.00 | 0.00 | Yes | Yes | No |  | finished_good |  | Buy external | No |  |  |  | Yes | Yes | Yes
AT • ABSSTEM Technologies LLP | SS542 | Compressor Spare,Breakdown,Repair Kit Inlet Valve,15 KW,Kaeser-ASK28T ,4042500, | Service Spares | Compressor Spare | Nos | 84149019 | 18.00 | 0.00 | Yes | Yes | No |  | finished_good |  | Buy external | No |  |  |  | Yes | Yes | Yes
AT • ABSSTEM Technologies LLP | SS543 | Compressor Spare,Breakdown,Kit Maintenance Inlet Valve DN60 ,11 KW,Kaerser-SK22T ,4032960, | Service Spares | Compressor Spare | Nos | 84149019 | 18.00 | 0.00 | Yes | Yes | No |  | finished_good |  | Buy external | No |  |  |  | Yes | Yes | Yes
AT • ABSSTEM Technologies LLP | SS544 | Dryer Spare,Breakdown,Fan Motor 230/1/50/60,Kaeser-SK22T,9419400010, | Service Spares | Dryer Spare | Nos | 85011020 | 18.00 | 0.00 | Yes | Yes | No |  | finished_good |  | Buy external | No |  |  |  | Yes | Yes | Yes
AT • ABSSTEM Technologies LLP | SS55 | Compressor Spare,Breakdown,Pre-Filter,,Kaeser,, | Service Spares | Compressor Spare | Nos | 903290 | 18.00 | 0.00 | Yes | Yes | No |  | finished_good |  | Buy external | No |  |  |  | Yes | Yes | Yes
AT • ABSSTEM Technologies LLP | SS56 | Compressor Spare,Breakdown,MPCV,11 KW,IR,99331662, | Service Spares | Compressor Spare | Nos | 84819090 | 18.00 | 0.00 | Yes | Yes | No |  | finished_good |  | Buy external | No |  |  |  | Yes | Yes | Yes
AT • ABSSTEM Technologies LLP | SS57 | Compressor Spare,Breakdown,Air Filter,,Kaeser-ASD50T,641431, | Service Spares | Compressor Spare | Nos | 39269099 | 18.00 | 0.00 | Yes | Yes | No |  | finished_good |  | Buy external | No |  |  |  | Yes | Yes | Yes
AT • ABSSTEM Technologies LLP | SS58 | Compressor Spare,Breakdown,Air Filter,,Kaeser-SK22T//SK25T,644320, | Service Spares | Compressor Spare | Nos | 39269099 | 18.00 | 0.00 | Yes | Yes | No |  | finished_good |  | Buy external | No |  |  |  | Yes | Yes | Yes
AT • ABSSTEM Technologies LLP | SS59 | Compressor Spare,Breakdown,Air Filter,,Kaeser-ASD40T,641430, | Service Spares | Compressor Spare | Nos | 39269099 | 18.00 | 0.00 | Yes | Yes | No |  | finished_good |  | Buy external | No |  |  |  | Yes | Yes | Yes
AT • ABSSTEM Technologies LLP | SS6 | Compressor Spare,Consumable,Kit - 2000 Hr,45 KW,IR,47496692001, | Service Spares | Compressor Spare | Nos | 84149090 | 18.00 | 0.00 | Yes | Yes | No |  | finished_good |  | Buy external | No |  |  |  | Yes | Yes | Yes
AT • ABSSTEM Technologies LLP | SS60 | Compressor Spare,Breakdown,Air Filter,,Kaeser-BSD75T,641391, | Service Spares | Compressor Spare | Nos | 39269099 | 18.00 | 0.00 | Yes | Yes | No |  | finished_good |  | Buy external | No |  |  |  | Yes | Yes | Yes
AT • ABSSTEM Technologies LLP | SS61 | Compressor Spare,Breakdown,Air Filter,,Kaeser-SM16,642120, | Service Spares | Compressor Spare | Nos | 39269099 | 18.00 | 0.00 | Yes | Yes | No |  | finished_good |  | Buy external | No |  |  |  | Yes | Yes | Yes
AT • ABSSTEM Technologies LLP | SS62 | Compressor Spare,Breakdown,Oil-4 Ltr.,,Kaeser-ASD50T/SK25T/SM16/SK22T/ASD40T/BSD75T,Sigma -INDS5704L | Service Spares-Bulk | Compressor Spare | Nos | 34039900 | 18.00 | 0.00 | Yes | Yes | No |  | finished_good |  | Buy external | No |  |  |  | Yes | Yes | Yes
AT • ABSSTEM Technologies LLP | SS63 | Compressor Spare,Breakdown,Oil-20 Ltr.,,Kaeser-ASD50T/SK25T/SK22T/ASD40T/BSD75T,Sigma Fluid S-570 | Service Spares-Bulk | Compressor Spare | Nos | 34039900 | 18.00 | 0.00 | Yes | Yes | No |  | finished_good |  | Buy external | No |  |  |  | Yes | Yes | Yes
AT • ABSSTEM Technologies LLP | SS64 | Compressor Spare,Breakdown,Oil Filter,,Kaeser-ASD40T/ASD50T,647780, | Service Spares | Compressor Spare | Nos | 84219900 | 18.00 | 0.00 | Yes | Yes | No |  | finished_good |  | Buy external | No |  |  |  | Yes | Yes | Yes
AT • ABSSTEM Technologies LLP | SS65 | Compressor Spare,Breakdown,Oil Filter,,Kaeser-SK25T/SK22T/SM16,634621, | Service Spares | Compressor Spare | Nos | 84219900 | 18.00 | 0.00 | Yes | Yes | No |  | finished_good |  | Buy external | No |  |  |  | Yes | Yes | Yes
AT • ABSSTEM Technologies LLP | SS66 | Compressor Spare,Breakdown,Oil Filter,,Kaeser-ASK28T/ASK34T,634630, | Service Spares | Compressor Spare | Nos | 84219900 | 18.00 | 0.00 | Yes | Yes | No |  | finished_good |  | Buy external | No |  |  |  | Yes | Yes | Yes
AT • ABSSTEM Technologies LLP | SS67 | Compressor Spare,Breakdown,Ribbed Belt,11 KW,Kaeser-SK25,637720, | Service Spares | Compressor Spare | Nos | 40103690 | 18.00 | 0.00 | Yes | Yes | No |  | finished_good |  | Buy external | No |  |  |  | Yes | Yes | Yes
AT • ABSSTEM Technologies LLP | SS68 | Compressor Spare,Breakdown,Oil Filter,,Kaeser-BSD75T,644930, | Service Spares | Compressor Spare | Nos | 84219900 | 18.00 | 0.00 | Yes | Yes | No |  | finished_good |  | Buy external | No |  |  |  | Yes | Yes | Yes
AT • ABSSTEM Technologies LLP | SS69 | Compressor Spare,Breakdown,Oil Separator,,Kaeser-ASD50T/SK25T/ASD40T,636690, | Service Spares | Compressor Spare | Nos | 84219900 | 18.00 | 0.00 | Yes | Yes | No |  | finished_good |  | Buy external | No |  |  |  | Yes | Yes | Yes
AT • ABSSTEM Technologies LLP | SS7 | Compressor Spare,Consumable,Kit - 4000 Hr,45 KW,IR,47496693001, | Service Spares | Compressor Spare | Nos | 84149090 | 18.00 | 0.00 | Yes | Yes | No |  | finished_good |  | Buy external | No |  |  |  | Yes | Yes | Yes
AT • ABSSTEM Technologies LLP | SS70 | Compressor Spare,Breakdown,Oil Separator,,Kaeser-ASK28T/ASK34T,637890, | Service Spares | Compressor Spare | Nos | 84219900 | 18.00 | 0.00 | Yes | Yes | No |  | finished_good |  | Buy external | No |  |  |  | Yes | Yes | Yes
AT • ABSSTEM Technologies LLP | SS71 | Compressor Spare,Consumable,Oil Separator,,Kaeser-SK22T,6379220010, | Service Spares | Compressor Spare | Nos | 84219900 | 18.00 | 0.00 | Yes | Yes | No |  | finished_good |  | Buy external | No |  |  |  | Yes | Yes | Yes
AT • ABSSTEM Technologies LLP | SS72 | Compressor Spare,Breakdown,Oil Separator,,Kaeser-BSD75T,635690, | Service Spares | Compressor Spare | Nos | 84219900 | 18.00 | 0.00 | Yes | Yes | No |  | finished_good |  | Buy external | No |  |  |  | Yes | Yes | Yes
AT • ABSSTEM Technologies LLP | SS73 | Compressor Spare,Breakdown,Inlet Valve Maintenance Kit,,Kaeser,4008920, | Service Spares | Compressor Spare | Nos | 8413 | 18.00 | 0.00 | Yes | Yes | No |  | finished_good |  | Buy external | No |  |  |  | Yes | Yes | Yes
AT • ABSSTEM Technologies LLP | SS74 | Compressor Spare,Breakdown,Belt,,Kaeser-SK22T,637710, | Service Spares | Compressor Spare | Nos | 40101290 | 18.00 | 0.00 | Yes | Yes | No |  | finished_good |  | Buy external | No |  |  |  | Yes | Yes | Yes
AT • ABSSTEM Technologies LLP | SS75 | Compressor Spare,Breakdown,Belt,,Kaeser-ASK28T,648320, | Service Spares | Compressor Spare | Nos | 40101290 | 18.00 | 0.00 | Yes | Yes | No |  | finished_good |  | Buy external | No |  |  |  | Yes | Yes | Yes
AT • ABSSTEM Technologies LLP | SS76 | Compressor Spare,Breakdown,Main Motor Bearing,,Kaeser-ASK28T,4025330, | Service Spares | Compressor Spare | Nos | 8482 | 18.00 | 0.00 | Yes | Yes | No |  | finished_good |  | Buy external | No |  |  |  | Yes | Yes | Yes
AT • ABSSTEM Technologies LLP | SS77 | Compressor Spare,Breakdown,Main Motor Bearing,,Kaeser-ASK34T,4018400, | Service Spares | Compressor Spare | Nos | 8482 | 18.00 | 0.00 | Yes | Yes | No |  | finished_good |  | Buy external | No |  |  |  | Yes | Yes | Yes
AT • ABSSTEM Technologies LLP | SS78 | Compressor Spare,Breakdown,Filter Mat,,Kaeser-ASD50T/SK25T/ASD40T/BSD75T,745190, | Service Spares | Compressor Spare | Nos | 39269099 | 18.00 | 0.00 | Yes | Yes | No |  | finished_good |  | Buy external | No |  |  |  | Yes | Yes | Yes
AT • ABSSTEM Technologies LLP | SS79 | Compressor Spare,Breakdown,Filter Mat,,Kaeser-SK22T/SM16/ASK28T/ASK34T/SM16,635720, | Service Spares | Compressor Spare | Nos | 39269099 | 18.00 | 0.00 | Yes | Yes | No |  | finished_good |  | Buy external | No |  |  |  | Yes | Yes | Yes
AT • ABSSTEM Technologies LLP | SS8 | Compressor Spare,Breakdown,Control Card,15 KW/22 KW,IR,ZS1212389, | Service Spares | Compressor Spare | Nos | 9029 | 18.00 | 0.00 | Yes | Yes | No |  | finished_good |  | Buy external | No |  |  |  | Yes | Yes | Yes
AT • ABSSTEM Technologies LLP | SS80 | Compressor Spare,Breakdown,Cooler Mat,,Kaeser-ASK34T,561430, | Service Spares | Compressor Spare | Nos | 39269099 | 18.00 | 0.00 | Yes | Yes | No |  | finished_good |  | Buy external | No |  |  |  | Yes | Yes | Yes
AT • ABSSTEM Technologies LLP | SS81 | Compressor Spare,Breakdown,Kit-CAVV,,Kaeser-ASK28T,4007060, | Service Spares | Compressor Spare | Nos | 84149019 | 18.00 | 0.00 | Yes | Yes | No |  | finished_good |  | Buy external | No |  |  |  | Yes | Yes | Yes
AT • ABSSTEM Technologies LLP | SS82 | Compressor Spare,Breakdown,Control Line Kit,,Kaeser-ASD50T/SK25T,39173100, | Service Spares | Compressor Spare | Nos | 39173100 | 18.00 | 0.00 | Yes | Yes | No |  | finished_good |  | Buy external | No |  |  |  | Yes | Yes | Yes
AT • ABSSTEM Technologies LLP | SS83 | Compressor Spare,Breakdown,Control Line Kit,,Kaeser-ASK34T,4008670, | Service Spares | Compressor Spare | Nos | 39173100 | 18.00 | 0.00 | Yes | Yes | No |  | finished_good |  | Buy external | No |  |  |  | Yes | Yes | Yes
AT • ABSSTEM Technologies LLP | SS84 | Compressor Spare,Breakdown,Repair Kit Fan,,Kaeser-SK22T,4042510, | Service Spares | Compressor Spare | Nos | 84149019 | 18.00 | 0.00 | Yes | Yes | No |  | finished_good |  | Buy external | No |  |  |  | Yes | Yes | Yes
AT • ABSSTEM Technologies LLP | SS85 | Compressor Spare,Breakdown,Air Guide Ring,,Kaeser-SK22T,4036081, | Service Spares | Compressor Spare | Nos | 84149019 | 18.00 | 0.00 | Yes | Yes | No |  | finished_good |  | Buy external | No |  |  |  | Yes | Yes | Yes
AT • ABSSTEM Technologies LLP | SS86 | Compressor Spare,Breakdown,Trasition Piece,,Kaeser-ASD50T/SK25T,517660, | Service Spares | Compressor Spare | Nos | 8483 | 18.00 | 0.00 | Yes | Yes | No |  | finished_good |  | Buy external | No |  |  |  | Yes | Yes | Yes
AT • ABSSTEM Technologies LLP | SS87 | Compressor Spare,Breakdown,Grease,,Kaeser-ASD50T/SK25T/ASD40T/BSD75T/SK22T/SM16/ASK28T/ASK34T/SM16,6 | Service Spares | Compressor Spare | Nos | 27101990 | 18.00 | 0.00 | Yes | Yes | No |  | finished_good |  | Buy external | No |  |  |  | Yes | Yes | Yes
AT • ABSSTEM Technologies LLP | SS88 | Compressor Spare,Breakdown,Air Control Filter,11 KW,IR,70292594, | Service Spares | Compressor Spare | Nos | 84213100 | 18.00 | 0.00 | Yes | Yes | No |  | finished_good |  | Buy external | No |  |  |  | Yes | Yes | Yes
AT • ABSSTEM Technologies LLP | SS89 | Compressor Spare,Breakdown,Pilot Valve,11 KW,IR,70278981, | Service Spares | Compressor Spare | Nos | 8481 | 18.00 | 0.00 | Yes | Yes | No |  | finished_good |  | Buy external | No |  |  |  | Yes | Yes | Yes
AT • ABSSTEM Technologies LLP | SS9 | Compressor Spare,Breakdown,Control Card,22 KW,IR,ZS1212389, | Service Spares | Compressor Spare | Nos | 9029 | 18.00 | 0.00 | Yes | Yes | No |  | finished_good |  | Buy external | No |  |  |  | Yes | Yes | Yes
AT • ABSSTEM Technologies LLP | SS90 | Compressor Spare,Breakdown,Cooler,15 KW,IR-RSB15i,100015140 , | Service Spares | Compressor Spare | Nos | 8479 | 18.00 | 0.00 | Yes | Yes | No |  | finished_good |  | Buy external | No |  |  |  | Yes | Yes | Yes
AT • ABSSTEM Technologies LLP | SS91 | Dryer Spare,Breakdown,Temperature Sensor,IR-D72 to D180,38457412, | Service Spares | Dryer Spare | Nos | 90251990 | 18.00 | 0.00 | Yes | Yes | No |  | finished_good |  | Buy external | No |  |  |  | Yes | Yes | Yes
AT • ABSSTEM Technologies LLP | SS92 | Dryer Spare,Breakdown,Temperature Sensor,IR-D240 to D600,18301689, | Service Spares | Dryer Spare | Nos | 90251990 | 18.00 | 0.00 | Yes | Yes | No |  | finished_good |  | Buy external | No |  |  |  | Yes | Yes | Yes
AT • ABSSTEM Technologies LLP | SS93 | Dryer Spare,Breakdown,Temperature Sensor,IR-D240 to D1300,38459616, | Service Spares | Dryer Spare | Nos | 90251990 | 18.00 | 0.00 | Yes | Yes | No |  | finished_good |  | Buy external | No |  |  |  | Yes | Yes | Yes
AT • ABSSTEM Technologies LLP | SS94 | Dryer Spare,Breakdown,Compressor,IR-D180,24066854, | Service Spares | Dryer Spare | Nos | 84211999 | 18.00 | 0.00 | Yes | Yes | No |  | finished_good |  | Buy external | No |  |  |  | Yes | Yes | Yes
AT • ABSSTEM Technologies LLP | SS95 | Dryer Spare,Breakdown,Compressor,IR-D240/D360,23679202, | Service Spares | Dryer Spare | Nos | 84211999 | 18.00 | 0.00 | Yes | Yes | No |  | finished_good |  | Buy external | No |  |  |  | Yes | Yes | Yes
AT • ABSSTEM Technologies LLP | SS96 | Dryer Spare,Breakdown,Compressor,IR-D480,23679251, | Service Spares | Dryer Spare | Nos | 84211999 | 18.00 | 0.00 | Yes | Yes | No |  | finished_good |  | Buy external | No |  |  |  | Yes | Yes | Yes
AT • ABSSTEM Technologies LLP | SS97 | Dryer Spare,Breakdown,Compressor,IR-D600/D720,24298325, | Service Spares | Dryer Spare | Nos | 84211999 | 18.00 | 0.00 | Yes | Yes | No |  | finished_good |  | Buy external | No |  |  |  | Yes | Yes | Yes
AT • ABSSTEM Technologies LLP | SS98 | Dryer Spare,Breakdown,Capacitor,IR-D180,47657672001,230 V AC | Service Spares | Dryer Spare | Nos | 84211999 | 18.00 | 0.00 | Yes | Yes | No |  | finished_good |  | Buy external | No |  |  |  | Yes | Yes | Yes
AT • ABSSTEM Technologies LLP | SS99 | Dryer Spare,Breakdown,Capacitor,IR-D240/D360,47627467001, | Service Spares | Dryer Spare | Nos | 84211999 | 18.00 | 0.00 | Yes | Yes | No |  | finished_good |  | Buy external | No |  |  |  | Yes | Yes | Yes
AT • ABSSTEM Technologies LLP | SSB1 | Compressor Spare,Consumable,Coolant Omega Fluid-SB220 5 I,,Kaeser,831057, | Service Spares-Bulk | Compressor Spare | LTR | 34039900 | 18.00 | 0.00 | Yes | Yes | No |  | finished_good |  | Buy external | No |  |  |  | Yes | Yes | Yes
AT • ABSSTEM Technologies LLP | SSB2 | Compressor Spare,Consumable,D-Scalling Chemical,,IR,, | Service Spares-Bulk | Compressor Spare - Bulk | LTR | 8414 | 18.00 | 0.00 | Yes | Yes | No |  | finished_good |  | Buy external | No |  |  |  | Yes | Yes | Yes
AT • ABSSTEM Technologies LLP | SSB3 | Compressor Spare,Consumable,Screw Smart Oil 5 LTR,7.5 KW,Komter-KS10,43210184, | Service Spares-Bulk | Compressor Spare | Nos | 84149090 | 18.00 | 0.00 | Yes | Yes | No |  | finished_good |  | Buy external | No |  |  |  | Yes | Yes | Yes
AT • ABSSTEM Technologies LLP | SSB4 | Compressor Spare,Consumable,Oil RS Ultra,15 kW,Atlas Copco-GA15VSD+FF,1630204120, | Service Spares-Bulk | Compressor Spare | LTR | 34031900 | 18.00 | 0.00 | Yes | Yes | No |  | finished_good |  | Buy external | No |  |  |  | Yes | Yes | Yes
AT • ABSSTEM Technologies LLP | SSB5 | Dryer Spare-Bulk,Consumable,Refrigerant Compressor Oil,,, | Service Spares-Bulk | Dryer Spare - Bulk | LTR | 34039900 | 18.00 | 0.00 | Yes | Yes | No |  | finished_good |  | Buy external | No |  |  |  | Yes | Yes | Yes
AT • ABSSTEM Technologies LLP | SSB6 | Compressor Spare,Breakdown,Ecofin Clean 3500 - Compressor Aftercooler Cleaner - 5 Ltrs,11 KW,Komter | Service Spares-Bulk | Compressor Spare | Nos | 84212900 | 18.00 | 0.00 | Yes | Yes | No |  | finished_good |  | Buy external | No |  |  |  | Yes | Yes | Yes
AT • ABSSTEM Technologies LLP | SSB7 | Compressor Spare,Breakdown,Booster Oil-T30 - 5 Ltr,,IR-Distinct+,70245808, | Service Spares-Bulk | Compressor Spare | Nos | 84212900 | 18.00 | 0.00 | Yes | Yes | No |  | finished_good |  | Buy external | No |  |  |  | Yes | Yes | Yes
AT • ABSSTEM Technologies LLP | SSB8 | Compressor Spare,Consumable,Shell Oil,75 KW, EGLi-A M6 - 68/ISO VG 68,, | Service Spares-Bulk | Compressor Spare | Nos | 27101980 | 18.00 | 0.00 | Yes | Yes | No |  | finished_good |  | Buy external | No |  |  |  | Yes | Yes | Yes
AT • ABSSTEM Technologies LLP | ST-Acc | Storage tank Accessories | Nitrogen Generator | Storage tank Accessories | SET |  | 18.00 | 250000.00 | Yes | Yes | No |  | finished_good | SV, Isolation Valve, Hose and fitting of Storage Tank | Buy external | No |  |  |  | Yes | Yes | Yes
AT • ABSSTEM Technologies LLP | Servo - 1000 LPM | Servo - 1000 LPM | After Sales | Servo- PSA Oxygen Plant | Nos | 903210 | 18.00 | 440000.00 | Yes | Yes | No |  | finished_good | Servo Stabilizer for 1000 LPM PSA oxygen Plant | Buy external | No |  |  |  | Yes | Yes | Yes |  | Item | Servo Stabilizer | Load ( KW) | 85 KW | Cooling | Oil Cooled | Features | Single Phase Preventer
AT • ABSSTEM Technologies LLP | Servo - 250 LPM | Servo - 250 LPM | After Sales | Servo- PSA Oxygen Plant | Nos | 903210 | 18.00 | 165000.00 | Yes | Yes | No |  | finished_good | Servo Stabilizer for 250 LPM PSA Oxygen Plant | Buy external | No |  |  |  | Yes | Yes | Yes |  | Item | Servo Stabilizer | Load ( KW) | 25 KW | Cooling | Oil Cooled | Features | Single Phase Preventer
AT • ABSSTEM Technologies LLP | TEST | Testing Name | Packing Items | Bubble Roll | Nos | 11111 | 18.00 | 0.00 | Yes | Yes | No |  | finished_good |  | Buy external | No |  |  |  | Yes | Yes | Yes
AT • ABSSTEM Technologies LLP | TEST3 | TEST3 | Factory Consumables - Bulk | Adhesive and Sealants | Nos | 42342341 | 18.00 | 12000.00 | Yes | No | No |  | finished_good |  | Buy external | No |  |  |  | Yes | Yes | Yes
AT • ABSSTEM Technologies LLP | TOO1 | Spanner,Open End,50-55,Chrome-Vanadium Steel,Taparia | Tools | Spanner | Nos | 8204 | 18.00 | 0.00 | Yes | Yes | No |  | finished_good |  | Buy external | No |  |  |  | Yes | Yes | Yes
AT • ABSSTEM Technologies LLP | TOO10 | Spanner,Open End,41-46,Chrome-Vanadium Steel,Taparia | Tools | Spanner | Nos | 8204 | 18.00 | 0.00 | Yes | Yes | No |  | finished_good |  | Buy external | No |  |  |  | Yes | Yes | Yes
AT • ABSSTEM Technologies LLP | TOO100 | Chisel,Round Nose,Steel, | Tools | Chisel | Nos | 8205 | 18.00 | 0.00 | Yes | Yes | No |  | finished_good |  | Buy external | No |  |  |  | Yes | Yes | Yes
AT • ABSSTEM Technologies LLP | TOO101 | Drill Machine,Electric-Hammer,,, | Tools | Drill Machine | Nos | 8205 | 18.00 | 0.00 | Yes | Yes | No |  | finished_good |  | Buy external | No |  |  |  | Yes | Yes | Yes
AT • ABSSTEM Technologies LLP | TOO102 | Drill Machine,Electric-Magnetic,,, | Tools | Drill Machine | Nos | 8459 | 18.00 | 0.00 | Yes | Yes | No |  | finished_good |  | Buy external | No |  |  |  | Yes | Yes | Yes
AT • ABSSTEM Technologies LLP | TOO103 | Keys,Allen Key,L Type,16 mm,,Taparia | Tools | Keys | Nos | 8205 | 18.00 | 0.00 | Yes | Yes | No |  | finished_good |  | Buy external | No |  |  |  | Yes | Yes | Yes
AT • ABSSTEM Technologies LLP | TOO104 | Keys,Allen Key Set,L Type,,,Taparia | Tools | Keys | Nos | 8205 | 18.00 | 0.00 | Yes | Yes | No |  | finished_good |  | Buy external | No |  |  |  | Yes | Yes | Yes
AT • ABSSTEM Technologies LLP | TOO105 | Keys,Allen Key,L Type,14 mm,,Taparia | Tools | Keys | Nos | 8205 | 18.00 | 0.00 | Yes | Yes | No |  | finished_good |  | Buy external | No |  |  |  | Yes | Yes | Yes
AT • ABSSTEM Technologies LLP | TOO106 | Gun,Glue,,,, | Tools | Gun | Nos | 8424 | 18.00 | 0.00 | Yes | Yes | No |  | finished_good |  | Buy external | No |  |  |  | Yes | Yes | Yes
AT • ABSSTEM Technologies LLP | TOO107 | Cutting Machine,Electric,2300 W,,Dewalt-D28730 | Tools | Cutting Machine | Nos | 84678990 | 18.00 | 0.00 | Yes | Yes | No |  | finished_good |  | Buy external | No |  |  |  | Yes | Yes | Yes
AT • ABSSTEM Technologies LLP | TOO108 | Cutter,Rotary V-Type,Shank-6 mm,HSS, | Tools | Cutter | Nos | 82075000 | 18.00 | 0.00 | Yes | Yes | No |  | finished_good |  | Buy external | No |  |  |  | Yes | Yes | Yes
AT • ABSSTEM Technologies LLP | TOO109 | Cutter,Rotary U-Type,Shank-6 mm,HSS, | Tools | Cutter | Nos | 82075000 | 18.00 | 0.00 | Yes | Yes | No |  | finished_good |  | Buy external | No |  |  |  | Yes | Yes | Yes
AT • ABSSTEM Technologies LLP | TOO11 | Spanner,Open End,(12-13),Chrome-Vanadium Steel,Taparia | Tools | Spanner | Nos | 8204 | 18.00 | 0.00 | Yes | Yes | No |  | finished_good |  | Buy external | No |  |  |  | Yes | Yes | Yes
AT • ABSSTEM Technologies LLP | TOO110 | Cutter,Brouch,12 mm,Carbide, | Tools | Cutter | Nos | 82075000 | 18.00 | 0.00 | Yes | Yes | No |  | finished_good |  | Buy external | No |  |  |  | Yes | Yes | Yes
AT • ABSSTEM Technologies LLP | TOO111 | Drill Bits,Pin,6 mm,MS,, | Tools | Drill Bits | Nos | 82075000 | 18.00 | 0.00 | Yes | Yes | No |  | finished_good |  | Buy external | No |  |  |  | Yes | Yes | Yes
AT • ABSSTEM Technologies LLP | TOO112 | Cutter,Scisser,Big,,Tannu Enterprises | Tools | Cutter | Nos | 8213 | 18.00 | 0.00 | Yes | Yes | No |  | finished_good |  | Buy external | No |  |  |  | Yes | Yes | Yes
AT • ABSSTEM Technologies LLP | TOO113 | Cutter,Brouch,14 mm,Carbide, | Tools | Cutter | Nos | 82075000 | 18.00 | 0.00 | Yes | Yes | No |  | finished_good |  | Buy external | No |  |  |  | Yes | Yes | Yes
AT • ABSSTEM Technologies LLP | TOO114 | Cutter,Brouch,16 mm,Carbide, | Tools | Cutter | Nos | 82075000 | 18.00 | 0.00 | Yes | Yes | No |  | finished_good |  | Buy external | No |  |  |  | Yes | Yes | Yes
AT • ABSSTEM Technologies LLP | TOO115 | Cutter,Brouch,18 mm,Carbide, | Tools | Cutter | Nos | 82075000 | 18.00 | 0.00 | Yes | Yes | No |  | finished_good |  | Buy external | No |  |  |  | Yes | Yes | Yes
AT • ABSSTEM Technologies LLP | TOO116 | Hex Socket Driver,Set,,Chrome Vanadium Steel,Taparia | Tools | Hex Socket Driver | Nos | 8536 | 18.00 | 0.00 | Yes | Yes | No |  | finished_good |  | Buy external | No |  |  |  | Yes | Yes | Yes
AT • ABSSTEM Technologies LLP | TOO117 | Hex Socket Driver,T-Type,8 mm,Chrome Vanadium Steel,M.M Traders | Tools | Hex Socket Driver | Nos | 8536 | 18.00 | 0.00 | Yes | Yes | No |  | finished_good |  | Buy external | No |  |  |  | Yes | Yes | Yes
AT • ABSSTEM Technologies LLP | TOO118 | Cutter,Hole-Saw,25 mm,Tungsten Carbide Tipped, | Tools | Cutter | Nos | 82075000 | 18.00 | 0.00 | Yes | Yes | No |  | finished_good |  | Buy external | No |  |  |  | Yes | Yes | Yes
AT • ABSSTEM Technologies LLP | TOO119 | Cutter,Hole-Saw,32 mm,Tungsten Carbide Tipped, | Tools | Cutter | Nos | 82075000 | 18.00 | 0.00 | Yes | Yes | No |  | finished_good |  | Buy external | No |  |  |  | Yes | Yes | Yes
AT • ABSSTEM Technologies LLP | TOO12 | Spanner,Open End,(10-11),Chrome-Vanadium Steel,Taparia | Tools | Spanner | Nos | 8204 | 18.00 | 0.00 | Yes | Yes | No |  | finished_good |  | Buy external | No |  |  |  | Yes | Yes | Yes
AT • ABSSTEM Technologies LLP | TOO120 | Drill Bits,Twist,8.8 mm,HSS,Conventional, | Tools | Drill Bits | Nos | 82075000 | 18.00 | 0.00 | Yes | Yes | No |  | finished_good |  | Buy external | No |  |  |  | Yes | Yes | Yes
AT • ABSSTEM Technologies LLP | TOO121 | Tap Bits,Set,16 X 1.5 mm,HSS, | Tools | Tap Bits | Nos | 8207 | 18.00 | 0.00 | Yes | Yes | No |  | finished_good |  | Buy external | No |  |  |  | Yes | Yes | Yes
AT • ABSSTEM Technologies LLP | TOO122 | Riveting Machine,Pop-Plier Type,,, | Tools | Riveting Machine | Nos | 8467 | 18.00 | 0.00 | Yes | Yes | No |  | finished_good |  | Buy external | No |  |  |  | Yes | Yes | Yes
AT • ABSSTEM Technologies LLP | TOO123 | Cutter,Pipe,6 to 50 mm,, | Tools | Cutter | Nos | 8203 | 18.00 | 0.00 | Yes | Yes | No |  | finished_good |  | Buy external | No |  |  |  | Yes | Yes | Yes
AT • ABSSTEM Technologies LLP | TOO124 | Grinding Machine,Electric,670 W (220-230V),,Bosch-GWS-600 | Tools | Grinding Machine | Nos | 8467 | 18.00 | 0.00 | Yes | Yes | No |  | finished_good |  | Buy external | No |  |  |  | Yes | Yes | Yes
AT • ABSSTEM Technologies LLP | TOO125 | Cutter,Blade,,SS, | Tools | Cutter | Nos | 8203 | 18.00 | 0.00 | Yes | Yes | No |  | finished_good |  | Buy external | No |  |  |  | Yes | Yes | Yes
AT • ABSSTEM Technologies LLP | TOO126 | Riveting Machine,For Self Clinching Rivet Nut,,,DreBon | Tools | Riveting Machine | Nos | 8467 | 18.00 | 0.00 | Yes | Yes | No |  | finished_good |  | Buy external | No |  |  |  | Yes | Yes | Yes
AT • ABSSTEM Technologies LLP | TOO127 | Drill Bits,Twist,1.8 mm,HSS,Conventional, | Tools-Bulk | Drill Bits | Nos | 82075000 | 18.00 | 0.00 | Yes | Yes | No |  | finished_good |  | Buy external | No |  |  |  | Yes | Yes | Yes
AT • ABSSTEM Technologies LLP | TOO129 | Drill Bits,Twist,1.5 mm,HSS,Conventional, | Tools-Bulk | Drill Bits | Nos | 82075000 | 18.00 | 0.00 | Yes | Yes | No |  | finished_good |  | Buy external | No |  |  |  | Yes | Yes | Yes
AT • ABSSTEM Technologies LLP | TOO13 | Spanner,Open End,18-19,Chrome-Vanadium Steel,Taparia | Tools | Spanner | Nos | 8204 | 18.00 | 0.00 | Yes | Yes | No |  | finished_good |  | Buy external | No |  |  |  | Yes | Yes | Yes
AT • ABSSTEM Technologies LLP | TOO130 | Cutting Machine,Electric,2200 W,,Dewalt-D871 | Tools | Cutting Machine | Nos | 84678990 | 18.00 | 0.00 | Yes | Yes | No |  | finished_good |  | Buy external | No |  |  |  | Yes | Yes | Yes
AT • ABSSTEM Technologies LLP | TOO131 | Hex Socket Driver,Socket,3/4",Chrome Vanadium Steel, | Tools | Hex Socket Driver | Nos | 90173010 | 18.00 | 0.00 | Yes | Yes | No |  | finished_good |  | Buy external | No |  |  |  | Yes | Yes | Yes
AT • ABSSTEM Technologies LLP | TOO132 | Hex Socket Driver,L-Type Handle,,Chrome Vanadium Steel, | Tools | Hex Socket Driver | Nos | 90173010 | 18.00 | 0.00 | Yes | Yes | No |  | finished_good |  | Buy external | No |  |  |  | Yes | Yes | Yes
AT • ABSSTEM Technologies LLP | TOO14 | Spanner,Open End,52-55,Chrome-Vanadium Steel,Taparia | Tools | Spanner | Nos | 8204 | 18.00 | 0.00 | Yes | Yes | No |  | finished_good |  | Buy external | No |  |  |  | Yes | Yes | Yes
AT • ABSSTEM Technologies LLP | TOO15 | Spanner,T-Socket,10 mm,Chrome-Vanadium Steel,Taparia | Tools | Spanner | Nos | 8204 | 18.00 | 0.00 | Yes | Yes | No |  | finished_good |  | Buy external | No |  |  |  | Yes | Yes | Yes
AT • ABSSTEM Technologies LLP | TOO16 | Wrench,Adjustable,6",,Taparia | Tools | Wrench | Nos | 8204 | 18.00 | 0.00 | Yes | Yes | No |  | finished_good |  | Buy external | No |  |  |  | Yes | Yes | Yes
AT • ABSSTEM Technologies LLP | TOO17 | Wrench,Adjustable,12",,Taparia | Tools | Wrench | Nos | 8204 | 18.00 | 0.00 | Yes | Yes | No |  | finished_good |  | Buy external | No |  |  |  | Yes | Yes | Yes
AT • ABSSTEM Technologies LLP | TOO18 | Wrench,Pipe,10",,Taparia | Tools | Wrench | Nos | 8204 | 18.00 | 0.00 | Yes | Yes | No |  | finished_good |  | Buy external | No |  |  |  | Yes | Yes | Yes
AT • ABSSTEM Technologies LLP | TOO19 | Wrench,Pipe,18",,Taparia | Tools | Wrench | Nos | 8204 | 18.00 | 0.00 | Yes | Yes | No |  | finished_good |  | Buy external | No |  |  |  | Yes | Yes | Yes
AT • ABSSTEM Technologies LLP | TOO2 | Spanner,Open End,14-15,Chrome-Vanadium Steel,Taparia | Tools | Spanner | Nos | 8204 | 18.00 | 0.00 | Yes | Yes | No |  | finished_good |  | Buy external | No |  |  |  | Yes | Yes | Yes
AT • ABSSTEM Technologies LLP | TOO20 | Wrench,Strap,12",, | Tools | Wrench | Nos | 8204 | 18.00 | 0.00 | Yes | Yes | No |  | finished_good |  | Buy external | No |  |  |  | Yes | Yes | Yes
AT • ABSSTEM Technologies LLP | TOO21 | Wrench,Socket Kit,,,Torque | Tools | Wrench | Nos | 8536 | 18.00 | 0.00 | Yes | Yes | No |  | finished_good |  | Buy external | No |  |  |  | Yes | Yes | Yes
AT • ABSSTEM Technologies LLP | TOO22 | Plier,Combination,8",,Taparia | Tools | Plier | Nos | 8203 | 18.00 | 0.00 | Yes | Yes | No |  | finished_good |  | Buy external | No |  |  |  | Yes | Yes | Yes
AT • ABSSTEM Technologies LLP | TOO23 | Plier,Internal Circlip,195 mm,,Taparia | Tools | Plier | Nos | 8203 | 18.00 | 0.00 | Yes | Yes | No |  | finished_good |  | Buy external | No |  |  |  | Yes | Yes | Yes
AT • ABSSTEM Technologies LLP | TOO24 | Plier,Needle Nose,,,Stanley | Tools | Plier | Nos | 8203 | 18.00 | 0.00 | Yes | Yes | No |  | finished_good |  | Buy external | No |  |  |  | Yes | Yes | Yes
AT • ABSSTEM Technologies LLP | TOO25 | Plier,Wire Stripper,,, | Tools | Plier | Nos | 8203 | 18.00 | 0.00 | Yes | Yes | No |  | finished_good |  | Buy external | No |  |  |  | Yes | Yes | Yes
AT • ABSSTEM Technologies LLP | TOO26 | Plier,Crimping,,, | Tools | Plier | Nos | 8203 | 18.00 | 0.00 | Yes | Yes | No |  | finished_good |  | Buy external | No |  |  |  | Yes | Yes | Yes
AT • ABSSTEM Technologies LLP | TOO27 | Tool Box,Without Trally,420 X 230 X 160 mm,MS, | Tools | Tool Box | Nos | 8204 | 18.00 | 0.00 | Yes | Yes | No |  | finished_good |  | Buy external | No |  |  |  | Yes | Yes | Yes
AT • ABSSTEM Technologies LLP | TOO28 | Tube Bender,,, | Tools | Tube Bender | Nos | 8402 | 18.00 | 0.00 | Yes | Yes | No |  | finished_good |  | Buy external | No |  |  |  | Yes | Yes | Yes
AT • ABSSTEM Technologies LLP | TOO29 | Gun,Silicon,,,, | Tools | Gun | Nos | 8205 | 18.00 | 0.00 | Yes | Yes | No |  | finished_good |  | Buy external | No |  |  |  | Yes | Yes | Yes
AT • ABSSTEM Technologies LLP | TOO3 | Spanner,Open End,16-17,Chrome-Vanadium Steel,Taparia | Tools | Spanner | Nos | 8204 | 18.00 | 0.00 | Yes | Yes | No |  | finished_good |  | Buy external | No |  |  |  | Yes | Yes | Yes
AT • ABSSTEM Technologies LLP | TOO30 | Gun,Grease,,,,Lubrication | Tools | Gun | Nos | 8205 | 18.00 | 0.00 | Yes | Yes | No |  | finished_good |  | Buy external | No |  |  |  | Yes | Yes | Yes
AT • ABSSTEM Technologies LLP | TOO31 | Gun,Grease,,,,Heating | Tools | Gun | Nos | 8205 | 18.00 | 0.00 | Yes | Yes | No |  | finished_good |  | Buy external | No |  |  |  | Yes | Yes | Yes
AT • ABSSTEM Technologies LLP | TOO32 | Gun,Air,1/2",,,Cleaning | Tools | Gun | Nos | 8205 | 18.00 | 0.00 | Yes | Yes | No |  | finished_good |  | Buy external | No |  |  |  | Yes | Yes | Yes
AT • ABSSTEM Technologies LLP | TOO33 | Hanger,S Type,8 mm,, | Tools | Hanger | Nos | 4421 | 18.00 | 0.00 | Yes | Yes | No |  | finished_good |  | Buy external | No |  |  |  | Yes | Yes | Yes
AT • ABSSTEM Technologies LLP | TOO34 | Measuring Tape,Cased, Spring Return,5 Mtr,Steel, | Tools | Measuring Tape | Nos | 9017 | 18.00 | 0.00 | Yes | Yes | No |  | finished_good |  | Buy external | No |  |  |  | Yes | Yes | Yes
AT • ABSSTEM Technologies LLP | TOO35 | Measuring Tape,Cased, Spring Return,3 Mtr,Steel, | Tools | Measuring Tape | Nos | 9017 | 18.00 | 0.00 | Yes | Yes | No |  | finished_good |  | Buy external | No |  |  |  | Yes | Yes | Yes
AT • ABSSTEM Technologies LLP | TOO36 | Reamer,Mutti-Port,,Plastic,Jindal | Tools | Reamer | Nos | 8207 | 18.00 | 0.00 | Yes | Yes | No |  | finished_good |  | Buy external | No |  |  |  | Yes | Yes | Yes
AT • ABSSTEM Technologies LLP | TOO37 | Screw Driver,Set,,,Taparia | Tools | Screw Driver | Nos | 8205 | 18.00 | 0.00 | Yes | Yes | No |  | finished_good |  | Buy external | No |  |  |  | Yes | Yes | Yes
AT • ABSSTEM Technologies LLP | TOO38 | Screw Driver,Two in One,903,,Taparia | Tools | Screw Driver | Nos | 8205 | 18.00 | 0.00 | Yes | Yes | No |  | finished_good |  | Buy external | No |  |  |  | Yes | Yes | Yes
AT • ABSSTEM Technologies LLP | TOO39 | Screw Driver,Stubby,974,,Taparia | Tools | Screw Driver | Nos | 8205 | 18.00 | 0.00 | Yes | Yes | No |  | finished_good |  | Buy external | No |  |  |  | Yes | Yes | Yes
AT • ABSSTEM Technologies LLP | TOO4 | Spanner,Open End,20-22,Chrome-Vanadium Steel,Taparia | Tools | Spanner | Nos | 8204 | 18.00 | 0.00 | Yes | Yes | No |  | finished_good |  | Buy external | No |  |  |  | Yes | Yes | Yes
AT • ABSSTEM Technologies LLP | TOO40 | Screw Driver,Flathead/With Electric,,,Taparia | Tools | Screw Driver | Nos | 8205 | 18.00 | 0.00 | Yes | Yes | No |  | finished_good |  | Buy external | No |  |  |  | Yes | Yes | Yes
AT • ABSSTEM Technologies LLP | TOO41 | Screw Driver,liner,,, | Tools | Screw Driver | Nos | 8205 | 18.00 | 0.00 | Yes | Yes | No |  | finished_good |  | Buy external | No |  |  |  | Yes | Yes | Yes
AT • ABSSTEM Technologies LLP | TOO42 | Screw Driver,Star Head Bit,,Steel/Magnatic, | Tools-Bulk | Screw Driver | Nos | 8205 | 18.00 | 0.00 | Yes | Yes | No |  | finished_good |  | Buy external | No |  |  |  | Yes | Yes | Yes
AT • ABSSTEM Technologies LLP | TOO43 | Hammer,Sledge,Flat Faced/Double Sided,MS, | Tools | Hammer | Nos | 8205 | 18.00 | 0.00 | Yes | Yes | No |  | finished_good |  | Buy external | No |  |  |  | Yes | Yes | Yes
AT • ABSSTEM Technologies LLP | TOO44 | Hammer,Claw,Flat Faced/Claw shaped,MS, | Tools | Hammer | Nos | 8205 | 18.00 | 0.00 | Yes | Yes | No |  | finished_good |  | Buy external | No |  |  |  | Yes | Yes | Yes
AT • ABSSTEM Technologies LLP | TOO45 | Hammer,Ball Pin,Flat Faced/Round Pin,MS, | Tools | Hammer | Nos | 8205 | 18.00 | 0.00 | Yes | Yes | No |  | finished_good |  | Buy external | No |  |  |  | Yes | Yes | Yes
AT • ABSSTEM Technologies LLP | TOO46 | Allen Key,T Type,3 mm,,Taparia | Tools | Keys | Nos | 8205 | 18.00 | 0.00 | Yes | Yes | No |  | finished_good |  | Buy external | No |  |  |  | Yes | Yes | Yes
AT • ABSSTEM Technologies LLP | TOO47 | Allen Key,T Type,4 mm,,Taparia | Tools | Keys | Nos | 8205 | 18.00 | 0.00 | Yes | Yes | No |  | finished_good |  | Buy external | No |  |  |  | Yes | Yes | Yes
AT • ABSSTEM Technologies LLP | TOO48 | Allen Key,T Type,5 mm,,Taparia | Tools | Keys | Nos | 8205 | 18.00 | 0.00 | Yes | Yes | No |  | finished_good |  | Buy external | No |  |  |  | Yes | Yes | Yes
AT • ABSSTEM Technologies LLP | TOO49 | Allen Key,T Type,6 mm,,Taparia | Tools | Keys | Nos | 8205 | 18.00 | 0.00 | Yes | Yes | No |  | finished_good |  | Buy external | No |  |  |  | Yes | Yes | Yes
AT • ABSSTEM Technologies LLP | TOO5 | Spanner,Open End,24-27,Chrome-Vanadium Steel,Taparia | Tools | Spanner | Nos | 8204 | 18.00 | 0.00 | Yes | Yes | No |  | finished_good |  | Buy external | No |  |  |  | Yes | Yes | Yes
AT • ABSSTEM Technologies LLP | TOO50 | Swing Lock Key,,,,Arihant | Tools-Bulk | Keys | Nos | 8301 | 18.00 | 0.00 | Yes | Yes | No |  | finished_good |  | Buy external | No |  |  |  | Yes | Yes | Yes
AT • ABSSTEM Technologies LLP | TOO51 | Cam Lock Key,,,,Arihant | Tools-Bulk | Keys | Nos | 8301 | 18.00 | 0.00 | Yes | Yes | No |  | finished_good |  | Buy external | No |  |  |  | Yes | Yes | Yes
AT • ABSSTEM Technologies LLP | TOO52 | Cylinder Opener Key,T Type,,, | Tools | Keys | Nos | 8301 | 18.00 | 0.00 | Yes | Yes | No |  | finished_good |  | Buy external | No |  |  |  | Yes | Yes | Yes
AT • ABSSTEM Technologies LLP | TOO53 | Cutter,Pipe,63 mm,,Jindal | Tools | Cutter | Nos | 8203 | 18.00 | 0.00 | Yes | Yes | No |  | finished_good |  | Buy external | No |  |  |  | Yes | Yes | Yes
AT • ABSSTEM Technologies LLP | TOO54 | Cutter,Tube,,, | Tools | Cutter | Nos | 8203 | 18.00 | 0.00 | Yes | Yes | No |  | finished_good |  | Buy external | No |  |  |  | Yes | Yes | Yes
AT • ABSSTEM Technologies LLP | TOO55 | Cutter,PU Tube,,,Parker | Tools | Cutter | Nos | 8203 | 18.00 | 0.00 | Yes | Yes | No |  | finished_good |  | Buy external | No |  |  |  | Yes | Yes | Yes
AT • ABSSTEM Technologies LLP | TOO56 | Drill Bits,Twist,1 mm,HSS,Conventional, | Tools-Bulk | Drill Bits | Nos | 8207 | 18.00 | 0.00 | Yes | Yes | No |  | finished_good |  | Buy external | No |  |  |  | Yes | Yes | Yes
AT • ABSSTEM Technologies LLP | TOO57 | Drill Bits,Twist,1.4 mm,HSS,Conventional, | Tools-Bulk | Drill Bits | Nos | 8207 | 18.00 | 0.00 | Yes | Yes | No |  | finished_good |  | Buy external | No |  |  |  | Yes | Yes | Yes
AT • ABSSTEM Technologies LLP | TOO58 | Drill Bits,Twist,2 mm,HSS,Conventional, | Tools-Bulk | Drill Bits | Nos | 8207 | 18.00 | 0.00 | Yes | Yes | No |  | finished_good |  | Buy external | No |  |  |  | Yes | Yes | Yes
AT • ABSSTEM Technologies LLP | TOO59 | Drill Bits,Twist,2.5 mm,HSS,Conventional, | Tools-Bulk | Drill Bits | Nos | 8207 | 18.00 | 0.00 | Yes | Yes | No |  | finished_good |  | Buy external | No |  |  |  | Yes | Yes | Yes
AT • ABSSTEM Technologies LLP | TOO6 | Spanner,Open End,25-28,Chrome-Vanadium Steel,Taparia | Tools-Bulk | Spanner | Nos | 8204 | 18.00 | 0.00 | Yes | Yes | No |  | finished_good |  | Buy external | No |  |  |  | Yes | Yes | Yes
AT • ABSSTEM Technologies LLP | TOO60 | Drill Bits,Twist,3 mm,HSS,Conventional, | Tools-Bulk | Drill Bits | Nos | 8207 | 18.00 | 0.00 | Yes | Yes | No |  | finished_good |  | Buy external | No |  |  |  | Yes | Yes | Yes
AT • ABSSTEM Technologies LLP | TOO61 | Drill Bits,Twist,3.5 mm,HSS,Conventional, | Tools-Bulk | Drill Bits | Nos | 8207 | 18.00 | 0.00 | Yes | Yes | No |  | finished_good |  | Buy external | No |  |  |  | Yes | Yes | Yes
AT • ABSSTEM Technologies LLP | TOO62 | Drill Bits,Twist,4 mm,HSS,Conventional, | Tools-Bulk | Drill Bits | Nos | 8207 | 18.00 | 0.00 | Yes | Yes | No |  | finished_good |  | Buy external | No |  |  |  | Yes | Yes | Yes
AT • ABSSTEM Technologies LLP | TOO63 | Drill Bits,Twist,4.5 mm,HSS,Conventional, | Tools-Bulk | Drill Bits | Nos | 8207 | 18.00 | 0.00 | Yes | Yes | No |  | finished_good |  | Buy external | No |  |  |  | Yes | Yes | Yes
AT • ABSSTEM Technologies LLP | TOO64 | Drill Bits,Twist,5 mm,HSS,Conventional, | Tools-Bulk | Drill Bits | Nos | 8207 | 18.00 | 0.00 | Yes | Yes | No |  | finished_good |  | Buy external | No |  |  |  | Yes | Yes | Yes
AT • ABSSTEM Technologies LLP | TOO65 | Drill Bits,Twist,5.5 mm,HSS,Conventional, | Tools-Bulk | Drill Bits | Nos | 8207 | 18.00 | 0.00 | Yes | Yes | No |  | finished_good |  | Buy external | No |  |  |  | Yes | Yes | Yes
AT • ABSSTEM Technologies LLP | TOO66 | Drill Bits,Twist,6 mm,HSS,Conventional, | Tools-Bulk | Drill Bits | Nos | 8207 | 18.00 | 0.00 | Yes | Yes | No |  | finished_good |  | Buy external | No |  |  |  | Yes | Yes | Yes
AT • ABSSTEM Technologies LLP | TOO67 | Drill Bits,Twist,6.5 mm,HSS,Conventional, | Tools-Bulk | Drill Bits | Nos | 8207 | 18.00 | 0.00 | Yes | Yes | No |  | finished_good |  | Buy external | No |  |  |  | Yes | Yes | Yes
AT • ABSSTEM Technologies LLP | TOO68 | Drill Bits,Twist,7 mm,HSS,Conventional, | Tools-Bulk | Drill Bits | Nos | 8207 | 18.00 | 0.00 | Yes | Yes | No |  | finished_good |  | Buy external | No |  |  |  | Yes | Yes | Yes
AT • ABSSTEM Technologies LLP | TOO69 | Drill Bits,Twist,7.5 mm,HSS,Conventional, | Tools-Bulk | Drill Bits | Nos | 8207 | 18.00 | 0.00 | Yes | Yes | No |  | finished_good |  | Buy external | No |  |  |  | Yes | Yes | Yes
AT • ABSSTEM Technologies LLP | TOO7 | Spanner,Open End,30-32,Chrome-Vanadium Steel,Taparia | Tools | Spanner | Nos | 8204 | 18.00 | 0.00 | Yes | Yes | No |  | finished_good |  | Buy external | No |  |  |  | Yes | Yes | Yes
AT • ABSSTEM Technologies LLP | TOO70 | Drill Bits,Twist,8 mm,HSS,Conventional, | Tools-Bulk | Drill Bits | Nos | 8207 | 18.00 | 0.00 | Yes | Yes | No |  | finished_good |  | Buy external | No |  |  |  | Yes | Yes | Yes
AT • ABSSTEM Technologies LLP | TOO71 | Drill Bits,Twist,8.5 mm,HSS,Conventional, | Tools-Bulk | Drill Bits | Nos | 8207 | 18.00 | 0.00 | Yes | Yes | No |  | finished_good |  | Buy external | No |  |  |  | Yes | Yes | Yes
AT • ABSSTEM Technologies LLP | TOO72 | Drill Bits,Twist,9 mm,HSS,Conventional, | Tools-Bulk | Drill Bits | Nos | 8207 | 18.00 | 0.00 | Yes | Yes | No |  | finished_good |  | Buy external | No |  |  |  | Yes | Yes | Yes
AT • ABSSTEM Technologies LLP | TOO73 | Drill Bits,Twist,9.9 mm,HSS,Conventional, | Tools-Bulk | Drill Bits | Nos | 8207 | 18.00 | 0.00 | Yes | Yes | No |  | finished_good |  | Buy external | No |  |  |  | Yes | Yes | Yes
AT • ABSSTEM Technologies LLP | TOO74 | Drill Bits,Twist,10 mm,HSS,Conventional, | Tools-Bulk | Drill Bits | Nos | 8207 | 18.00 | 0.00 | Yes | Yes | No |  | finished_good |  | Buy external | No |  |  |  | Yes | Yes | Yes
AT • ABSSTEM Technologies LLP | TOO75 | Drill Bits,Twist,12 mm,HSS,Conventional, | Tools-Bulk | Drill Bits | Nos | 8207 | 18.00 | 0.00 | Yes | Yes | No |  | finished_good |  | Buy external | No |  |  |  | Yes | Yes | Yes
AT • ABSSTEM Technologies LLP | TOO76 | Drill Bits,Twist,13 mm,HSS,Conventional, | Tools-Bulk | Drill Bits | Nos | 8207 | 18.00 | 0.00 | Yes | Yes | No |  | finished_good |  | Buy external | No |  |  |  | Yes | Yes | Yes
AT • ABSSTEM Technologies LLP | TOO77 | Drill Bits,Twist,14 mm,HSS,Conventional, | Tools-Bulk | Drill Bits | Nos | 8207 | 18.00 | 0.00 | Yes | Yes | No |  | finished_good |  | Buy external | No |  |  |  | Yes | Yes | Yes
AT • ABSSTEM Technologies LLP | TOO78 | Drill Bits,Twist,15 mm,HSS,Conventional, | Tools-Bulk | Drill Bits | Nos | 8207 | 18.00 | 0.00 | Yes | Yes | No |  | finished_good |  | Buy external | No |  |  |  | Yes | Yes | Yes
AT • ABSSTEM Technologies LLP | TOO79 | Drill Bits,Twist,16 mm,HSS,Conventional, | Tools-Bulk | Drill Bits | Nos | 8207 | 18.00 | 0.00 | Yes | Yes | No |  | finished_good |  | Buy external | No |  |  |  | Yes | Yes | Yes
AT • ABSSTEM Technologies LLP | TOO8 | Spanner,Open End,32-36,Chrome-Vanadium Steel,Taparia | Tools | Spanner | Nos | 8204 | 18.00 | 0.00 | Yes | Yes | No |  | finished_good |  | Buy external | No |  |  |  | Yes | Yes | Yes
AT • ABSSTEM Technologies LLP | TOO80 | Drill Bits,Step,,HSS,Conventional, | Tools-Bulk | Drill Bits | Nos | 8207 | 18.00 | 0.00 | Yes | Yes | No |  | finished_good |  | Buy external | No |  |  |  | Yes | Yes | Yes
AT • ABSSTEM Technologies LLP | TOO81 | Drill Bits,Chuck/Adapter,,HSS,, | Tools-Bulk | Drill Bits | Nos | 8207 | 18.00 | 0.00 | Yes | Yes | No |  | finished_good |  | Buy external | No |  |  |  | Yes | Yes | Yes
AT • ABSSTEM Technologies LLP | TOO82 | Drill Bits,Wall,6 mm,HSS,Masonry, | Tools-Bulk | Drill Bits | Nos | 82075000 | 18.00 | 0.00 | Yes | Yes | No |  | finished_good |  | Buy external | No |  |  |  | Yes | Yes | Yes
AT • ABSSTEM Technologies LLP | TOO83 | Drill Bits,Wall,8 mm,HSS,Masonry, | Tools-Bulk | Drill Bits | Nos | 82075000 | 18.00 | 0.00 | Yes | Yes | No |  | finished_good |  | Buy external | No |  |  |  | Yes | Yes | Yes
AT • ABSSTEM Technologies LLP | TOO84 | Drill Bits,Wall,10 mm,HSS,Masonry, | Tools-Bulk | Drill Bits | Nos | 82075000 | 18.00 | 0.00 | Yes | Yes | No |  | finished_good |  | Buy external | No |  |  |  | Yes | Yes | Yes
AT • ABSSTEM Technologies LLP | TOO85 | Drill Bits,Wall,12 mm,HSS,Masonry, | Tools-Bulk | Drill Bits | Nos | 82075000 | 18.00 | 0.00 | Yes | Yes | No |  | finished_good |  | Buy external | No |  |  |  | Yes | Yes | Yes
AT • ABSSTEM Technologies LLP | TOO86 | Wrench,Adjustable,18",,Taparia | Tools | Wrench | Nos | 8204 | 18.00 | 0.00 | Yes | Yes | No |  | finished_good |  | Buy external | No |  |  |  | Yes | Yes | Yes
AT • ABSSTEM Technologies LLP | TOO87 | Hanger,Key,,MS, | Tools | Hanger | Nos | 4421 | 18.00 | 0.00 | Yes | Yes | No |  | finished_good |  | Buy external | No |  |  |  | Yes | Yes | Yes
AT • ABSSTEM Technologies LLP | TOO88 | Hanger,Key,,Wooden, | Tools | Hanger | Nos | 4421 | 18.00 | 0.00 | Yes | Yes | No |  | finished_good |  | Buy external | No |  |  |  | Yes | Yes | Yes
AT • ABSSTEM Technologies LLP | TOO89 | Grinding Machine,Electric,750 W,,Dewalt | Tools | Grinding Machine | Nos | 8460 | 18.00 | 0.00 | Yes | Yes | No |  | finished_good |  | Buy external | No |  |  |  | Yes | Yes | Yes
AT • ABSSTEM Technologies LLP | TOO9 | Spanner,Open End,34-38,Chrome-Vanadium Steel,Taparia | Tools | Spanner | Nos | 8204 | 18.00 | 0.00 | Yes | Yes | No |  | finished_good |  | Buy external | No |  |  |  | Yes | Yes | Yes
AT • ABSSTEM Technologies LLP | TOO90 | Grinding Machine,Electric,750 W,,Bosch | Tools | Grinding Machine | Nos | 8460 | 18.00 | 0.00 | Yes | Yes | No |  | finished_good |  | Buy external | No |  |  |  | Yes | Yes | Yes
AT • ABSSTEM Technologies LLP | TOO91 | Drill Machine,Electric,750 W,,Dewalt | Tools | Drill Machine | Nos | 8459 | 18.00 | 0.00 | Yes | Yes | No |  | finished_good |  | Buy external | No |  |  |  | Yes | Yes | Yes
AT • ABSSTEM Technologies LLP | TOO92 | Drill Machine,Electric,750 W,,Bosch | Tools | Drill Machine | Nos | 8459 | 18.00 | 0.00 | Yes | Yes | No |  | finished_good |  | Buy external | No |  |  |  | Yes | Yes | Yes
AT • ABSSTEM Technologies LLP | TOO93 | Drill Machine,Electric,500 W,,Bosch | Tools | Drill Machine | Nos | 8459 | 18.00 | 0.00 | Yes | Yes | No |  | finished_good |  | Buy external | No |  |  |  | Yes | Yes | Yes
AT • ABSSTEM Technologies LLP | TOO94 | Drill Machine,Electric-Chargeable,18 W,,Bosch | Tools | Drill Machine | Nos | 8459 | 18.00 | 0.00 | Yes | Yes | No |  | finished_good |  | Buy external | No |  |  |  | Yes | Yes | Yes
AT • ABSSTEM Technologies LLP | TOO95 | Chisel,Flat,Steel, | Tools | Chisel | Nos | 8205 | 18.00 | 0.00 | Yes | Yes | No |  | finished_good |  | Buy external | No |  |  |  | Yes | Yes | Yes
AT • ABSSTEM Technologies LLP | TOO96 | Chisel,Dimond Point,Steel, | Tools | Chisel | Nos | 8205 | 18.00 | 0.00 | Yes | Yes | No |  | finished_good |  | Buy external | No |  |  |  | Yes | Yes | Yes
AT • ABSSTEM Technologies LLP | TOO97 | Chisel,Cross Cut,Steel, | Tools | Chisel | Nos | 8205 | 18.00 | 0.00 | Yes | Yes | No |  | finished_good |  | Buy external | No |  |  |  | Yes | Yes | Yes
AT • ABSSTEM Technologies LLP | TOO98 | Chisel,Cow Mouth,Steel, | Tools | Chisel | Nos | 8205 | 18.00 | 0.00 | Yes | Yes | No |  | finished_good |  | Buy external | No |  |  |  | Yes | Yes | Yes
AT • ABSSTEM Technologies LLP | TOO99 | Chisel,Side Cut,Steel, | Tools | Chisel | Nos | 8205 | 18.00 | 0.00 | Yes | Yes | No |  | finished_good |  | Buy external | No |  |  |  | Yes | Yes | Yes
AT • ABSSTEM Technologies LLP | VAL1 | Angle valve,1/2",Rotex-AV12050V01-F4-P2-4G,SS-304,Female-BSP,Pneumatic-Double Acting,Namur,Air / Nit | Valves | Angle Valve | Nos | 8481 | 18.00 | 0.00 | Yes | Yes | No |  | finished_good |  | Buy external | No |  |  |  | Yes | Yes | Yes
AT • ABSSTEM Technologies LLP | VAL10 | Needle Valve,1/4",PBI,Brass,Male-NPT,Straight,0-10 Bar,(-53°C - 121°C) | Valves-Bulk | Needle Valve | Nos | 8481 | 18.00 | 0.00 | Yes | Yes | No |  | finished_good |  | Buy external | No |  |  |  | Yes | Yes | Yes
AT • ABSSTEM Technologies LLP | VAL100 | NRV,,,Komter-PN- 43210024,,,,, | Valves | NRV | Nos | 8481 | 18.00 | 0.00 | Yes | Yes | No |  | finished_good |  | Buy external | No |  |  |  | Yes | Yes | Yes
AT • ABSSTEM Technologies LLP | VAL101 | Safety Valve,1/2",,Brass,PBI,Male-PT,Gas,0-10 Barg,(0°C - 60°C) | Valves | Safety Valve | Nos | 8481 | 18.00 | 0.00 | Yes | Yes | No |  | finished_good |  | Buy external | No |  |  |  | Yes | Yes | Yes
AT • ABSSTEM Technologies LLP | VAL102 | Ball Valve,2-way,1.5",CF8-CSS Body-PTFE Seat,Atam-FV-507,Female-BSP,2 Piece,0-10 Barg,(0°C - 100°C) | Valves | Ball Valve | Nos | 8481 | 18.00 | 0.00 | Yes | Yes | No |  | finished_good |  | Buy external | No |  |  |  | Yes | Yes | Yes
AT • ABSSTEM Technologies LLP | VAL103 | Ball Valve,2-way,2",CF8-CSS Body-PTFE Seat,Atam-FV-507,Female-BSP,2 Piece,0-10 Barg,(0°C - 100°C) | Valves | Ball Valve | Nos | 8481 | 18.00 | 0.00 | Yes | Yes | No |  | finished_good |  | Buy external | No |  |  |  | Yes | Yes | Yes
AT • ABSSTEM Technologies LLP | VAL104 | Ball Valve,2-Way,3",CS,L&T-L1RF1C,CL 150 Flanged,Single Piece,0-10 Barg,(0°C - 80°C) | Valves | Ball Valve | Nos | 8481 | 18.00 | 0.00 | Yes | Yes | No |  | finished_good |  | Buy external | No |  |  |  | Yes | Yes | Yes
AT • ABSSTEM Technologies LLP | VAL105 | Ball Valve,2-Way,1",CS,L&T-L1RF1C,CL 150 Flanged,Single Piece,0-10 Barg,(0°C - 80°C) | Valves | Ball Valve | Nos | 8481 | 18.00 | 0.00 | Yes | Yes | No |  | finished_good |  | Buy external | No |  |  |  | Yes | Yes | Yes
AT • ABSSTEM Technologies LLP | VAL106 | Ball Valve,2-Way,1/2",SS-316,L&T-L3FBTC/L7FBTC,Female-BSP,3 Piece,0-10 Barg,(0°C - 45°C) | Valves | Ball Valve | Nos | 8481 | 18.00 | 0.00 | Yes | Yes | No |  | finished_good |  | Buy external | No |  |  |  | Yes | Yes | Yes
AT • ABSSTEM Technologies LLP | VAL107 | Ball Valve,2-Way,2",SS-316,L&T-L1RF1C,CL 150 Flanged,Single Piece,0-10 Barg,(0°C - 45°C) | Valves | Ball Valve | Nos | 8481 | 18.00 | 0.00 | Yes | Yes | No |  | finished_good |  | Buy external | No |  |  |  | Yes | Yes | Yes
AT • ABSSTEM Technologies LLP | VAL108 | Ball Valve,2-Way,1",SS-316,L&T-L3FBTC/L7FBTC,Female-BSP,3 Piece,0-10 Barg,(0°C - 45°C) | Valves | Ball Valve | Nos | 8481 | 18.00 | 0.00 | Yes | Yes | No |  | finished_good |  | Buy external | No |  |  |  | Yes | Yes | Yes
AT • ABSSTEM Technologies LLP | VAL109 | Ball Valve,2-Way,1/8",SS-304,ABS,Female-BSP,1 Piece,206 Barg,(0°C - 45°C) | Valves-Bulk | Ball Valve | Nos | 8481 | 18.00 | 0.00 | Yes | Yes | No |  | finished_good |  | Buy external | No |  |  |  | Yes | Yes | Yes
AT • ABSSTEM Technologies LLP | VAL11 | Ball Valve,2-way,1/4",Brass,Arkay,Female-BSP,2 Piece,0-40 Barg,(-20°C - 150°C) | Valves | Ball Valve | Nos | 8481 | 18.00 | 0.00 | Yes | Yes | No |  | finished_good |  | Buy external | No |  |  |  | Yes | Yes | Yes
AT • ABSSTEM Technologies LLP | VAL110 | NRV,2",CS,L&T-ASTM A216 Gr. WCB,CL 150 Flanged,,Air / Nitrogen /Oxygen,0-10 Barg,(0°C - 45°C) | Valves | NRV | Nos | 8481 | 18.00 | 0.00 | Yes | Yes | No |  | finished_good |  | Buy external | No |  |  |  | Yes | Yes | Yes
AT • ABSSTEM Technologies LLP | VAL111 | Dome Valve,3-way,2",Aluminum,,Female-BSP,Air / Nitrogen,O-Ring,0-10 Barg,Female-BSP,(0°C - 60°C) | Valves | Dome Valve | Nos | 8481 | 18.00 | 0.00 | Yes | Yes | No |  | finished_good |  | Buy external | No |  |  |  | Yes | Yes | Yes
AT • ABSSTEM Technologies LLP | VAL112 | Dome Valve,3-way,2",Aluminum,,Female-BSP,Air / Nitrogen,O-Ring,0-10 Barg,(0°C - 60°C) | Valves | Dome Valve | Nos | 8481 | 18.00 | 0.00 | Yes | Yes | No |  | finished_good |  | Buy external | No |  |  |  | Yes | Yes | Yes
AT • ABSSTEM Technologies LLP | VAL113 | PRV,,4",(0.5 Kg /cm2),0-10 Barg,CS,Aira-LDPF,NBR,,,85°C,Flanged | Valves | PRV | Nos | 8481 | 18.00 | 0.00 | Yes | Yes | No |  | finished_good |  | Buy external | No |  |  |  | Yes | Yes | Yes
AT • ABSSTEM Technologies LLP | VAL114 | NRV,1.5",SS-304,,Female-BSP,SS-Flapper Type,Air / Nitrogen,0-10 Barg,(0°C - 55°C) | Valves | NRV | Nos | 8481 | 18.00 | 0.00 | Yes | Yes | No |  | finished_good |  | Buy external | No |  |  |  | Yes | Yes | Yes
AT • ABSSTEM Technologies LLP | VAL115 | Ball Valve,3-Way,1/2",SS-304,,Female-BSP,2 Piece,0-10 Barg,(0°C - 45°C) | Valves | Ball Valve | Nos | 8481 | 18.00 | 0.00 | Yes | Yes | No |  | finished_good |  | Buy external | No |  |  |  | Yes | Yes | Yes
AT • ABSSTEM Technologies LLP | VAL116 | Safety Valve,2",Flanged,SS-304,Aira,,Gas,0-10 Barg,(0°C - 80°C) | Valves | Safety Valve | Nos | 8481 | 18.00 | 0.00 | Yes | Yes | No |  | finished_good |  | Buy external | No |  |  |  | Yes | Yes | Yes
AT • ABSSTEM Technologies LLP | VAL117 | Safety Valve,1",Flanged,SS-304,Aira,,Gas,0-10 Barg,(0°C - 80°C) | Valves | Safety Valve | Nos | 8481 | 18.00 | 0.00 | Yes | Yes | No |  | finished_good |  | Buy external | No |  |  |  | Yes | Yes | Yes
AT • ABSSTEM Technologies LLP | VAL118 | Safety Valve,1.5",Flanged,SS-304,Aira,,Gas,0-10 Barg,(0°C - 80°C) | Valves | Safety Valve | Nos | 8481 | 18.00 | 0.00 | Yes | Yes | No |  | finished_good |  | Buy external | No |  |  |  | Yes | Yes | Yes
AT • ABSSTEM Technologies LLP | VAL119 | PHV,1/2",6-15 Barg,0-21 Barg,SS,Aira-PLS,NBR,Air / Nitrogen,,0-21 Barg,Up to 85°C,M/F-BSP | Valves | PHV | Nos | 8481 | 18.00 | 0.00 | Yes | Yes | No |  | finished_good |  | Buy external | No |  |  |  | Yes | Yes | Yes
AT • ABSSTEM Technologies LLP | VAL12 | Ball Valve,2-way,3/8",Brass,Arkay,Female-BSP,2 Piece,0-40 Barg,(-20°C - 150°C) | Valves | Ball Valve | Nos | 8481 | 18.00 | 0.00 | Yes | Yes | No |  | finished_good |  | Buy external | No |  |  |  | Yes | Yes | Yes
AT • ABSSTEM Technologies LLP | VAL120 | PHV,3/4",6-15 Barg,0-21 Barg,SS,Aira-PLS,NBR,Air / Nitrogen,,0-21 Barg,Up to 85°C,M/F-BSP | Valves | PHV | Nos | 8481 | 18.00 | 0.00 | Yes | Yes | No |  | finished_good |  | Buy external | No |  |  |  | Yes | Yes | Yes
AT • ABSSTEM Technologies LLP | VAL121 | PHV,1",6-15 Barg,0-21 Barg,SS,Aira-PLS,NBR,Air / Nitrogen,,0-21 Barg,Up to 85°C,M/F-BSP | Valves | PHV | Nos | 8481 | 18.00 | 0.00 | Yes | Yes | No |  | finished_good |  | Buy external | No |  |  |  | Yes | Yes | Yes
AT • ABSSTEM Technologies LLP | VAL122 | PHV,1.25",6-15 Barg,0-21 Barg,SS,Aira-PLS,NBR,Air / Nitrogen,,0-21 Barg,Up to 85°C,M/F-BSP | Valves | PHV | Nos | 8481 | 18.00 | 0.00 | Yes | Yes | No |  | finished_good |  | Buy external | No |  |  |  | Yes | Yes | Yes
AT • ABSSTEM Technologies LLP | VAL123 | PHV,1.5",6-15 Barg,0-21 Barg,SS,Aira-PLS,NBR,Air / Nitrogen,,0-21 Barg,Up to 85°C,M/F-BSP | Valves | PHV | Nos | 8481 | 18.00 | 0.00 | Yes | Yes | No |  | finished_good |  | Buy external | No |  |  |  | Yes | Yes | Yes
AT • ABSSTEM Technologies LLP | VAL124 | PHV,2",6-15 Barg,0-21 Barg,SS,Aira-PLS,NBR,Air / Nitrogen,,0-21 Barg,Up to 85°C,M/F-BSP | Valves | PHV | Nos | 8481 | 18.00 | 0.00 | Yes | Yes | No |  | finished_good |  | Buy external | No |  |  |  | Yes | Yes | Yes
AT • ABSSTEM Technologies LLP | VAL125 | PHV,2.5",6-15 Barg,0-21 Barg,SS,Aira-PLS,NBR,Air / Nitrogen,,0-21 Barg,Up to 85°C,M/F-BSP | Valves | PHV | Nos | 8481 | 18.00 | 0.00 | Yes | Yes | No |  | finished_good |  | Buy external | No |  |  |  | Yes | Yes | Yes
AT • ABSSTEM Technologies LLP | VAL126 | PHV,3",6-15 Barg,0-21 Barg,SS,Aira-PLS,NBR,Air / Nitrogen,,0-21 Barg,Up to 85°C,M/F-BSP | Valves | PHV | Nos | 8481 | 18.00 | 0.00 | Yes | Yes | No |  | finished_good |  | Buy external | No |  |  |  | Yes | Yes | Yes
AT • ABSSTEM Technologies LLP | VAL127 | PHV,4",6-15 Barg,0-21 Barg,SS,Aira-PLS,NBR,Air / Nitrogen,,0-21 Barg,Up to 85°C,M/F-BSP | Valves | PHV | Nos | 8481 | 18.00 | 0.00 | Yes | Yes | No |  | finished_good |  | Buy external | No |  |  |  | Yes | Yes | Yes
AT • ABSSTEM Technologies LLP | VAL128 | Solenoid valve,Direct Acting,(3/2),1/4",Aluminum,24 V DC,Rotex,NBR,NC,0-10 Barg,(-25°C - 75°C) | Valves | Solenoid valve | Nos | 8481 | 18.00 | 0.00 | Yes | Yes | No |  | finished_good |  | Buy external | No |  |  |  | Yes | Yes | Yes
AT • ABSSTEM Technologies LLP | VAL129 | PRV,Low Pressure (210242),Class 150,2",30 to 200 mbar,0 to 1.5 Barg,SGCI,Vanaz-R6119,,Air / Nitrogen | Valves | PRV | Nos | 84811000 | 18.00 | 0.00 | Yes | Yes | No |  | finished_good |  | Buy external | No |  |  |  | Yes | Yes | Yes
AT • ABSSTEM Technologies LLP | VAL13 | Ball Valve,2-way,1/2",Brass,Arkay,Female-BSP,2 Piece,0-40 Barg,(-20°C - 150°C) | Valves | Ball Valve | Nos | 8481 | 18.00 | 0.00 | Yes | Yes | No |  | finished_good |  | Buy external | No |  |  |  | Yes | Yes | Yes
AT • ABSSTEM Technologies LLP | VAL130 | PRV,High Pressure (210109),Class 150,2",0.5 to 1.5 Barg,1 to 17 Barg,SGCI,Vanaz-R2317,,Air / Nitroge | Valves | PRV | Nos | 84811000 | 18.00 | 0.00 | Yes | Yes | No |  | finished_good |  | Buy external | No |  |  |  | Yes | Yes | Yes
AT • ABSSTEM Technologies LLP | VAL132 | PRV,High Pressure (210112),Class 150,3",0.5 to 1.5 Barg,1 to 17 Barg,SGCI,Vanaz-R6412,,Air / Nitroge | Valves | PRV | Nos | 84811000 | 18.00 | 0.00 | Yes | Yes | No |  | finished_good |  | Buy external | No |  |  |  | Yes | Yes | Yes
AT • ABSSTEM Technologies LLP | VAL133 | PRV,Low Pressure (210243),Class 150,3",30 to 200 mbar,0 to 1.5 Barg,SGCI,Vanaz-R6410,,Air / Nitrogen | Valves | PRV | Nos | 84811000 | 18.00 | 0.00 | Yes | Yes | No |  | finished_good |  | Buy external | No |  |  |  | Yes | Yes | Yes
AT • ABSSTEM Technologies LLP | VAL134 | PRV,High Pressure (210107),Class 150,1.5",0.5 to 1.5 Barg,1 to 1.5 Barg,SGCI,Vanaz-R2316,,Air / Nitr | Valves | PRV | Nos | 84811000 | 18.00 | 0.00 | Yes | Yes | No |  | finished_good |  | Buy external | No |  |  |  | Yes | Yes | Yes
AT • ABSSTEM Technologies LLP | VAL136 | PRV,High Pressure (210110),Class 150,1",0.5 to 1.5 Barg,1 to 17 Barg,SGCI,Vanaz-R2323,,Air / Nitroge | Valves | PRV | Nos | 84811000 | 18.00 | 0.00 | Yes | Yes | No |  | finished_good |  | Buy external | No |  |  |  | Yes | Yes | Yes
AT • ABSSTEM Technologies LLP | VAL137 | PRV,Low Pressure (210241),Class 150,1.5",30 to 200 mbar,0 to 1.5 Barg,SGCI,Vanaz-R6118,,Air / Nitrog | Valves | PRV | Nos | 84811000 | 18.00 | 0.00 | Yes | Yes | No |  | finished_good |  | Buy external | No |  |  |  | Yes | Yes | Yes
AT • ABSSTEM Technologies LLP | VAL138 | PRV,High Pressure (210107),Class 150,1.5",0.5 to 1.5 Barg,1 to 17 Barg,SGCI,Vanaz-R2316,,Air / Nitro | Valves | PRV | Nos | 84811000 | 18.00 | 0.00 | Yes | Yes | No |  | finished_good |  | Buy external | No |  |  |  | Yes | Yes | Yes
AT • ABSSTEM Technologies LLP | VAL139 | NRV,1/2",SS,,Female-BSP,SS-Flapper Type,Air / Nitrogen,High Pressure,(0°C - 60°C) | Valves | NRV | Nos | 8481 | 18.00 | 0.00 | Yes | Yes | No |  | finished_good |  | Buy external | No |  |  |  | Yes | Yes | Yes
AT • ABSSTEM Technologies LLP | VAL14 | Ball Valve,2-way,3/4",Brass,Arkay,Female-BSP,2 Piece,0-40 Barg,(-20°C - 150°C) | Valves | Ball Valve | Nos | 8481 | 18.00 | 0.00 | Yes | Yes | No |  | finished_good |  | Buy external | No |  |  |  | Yes | Yes | Yes
AT • ABSSTEM Technologies LLP | VAL140 | Ball Valve,2-way,1/4",SS,Atam,Female-BSP,2 Piece,0-70 Barg,(0°C - 80°C) | Valves | Ball Valve | Nos | 8481 | 18.00 | 0.00 | Yes | Yes | No |  | finished_good |  | Buy external | No |  |  |  | Yes | Yes | Yes
AT • ABSSTEM Technologies LLP | VAL141 | Ball Valve,2-way,3/8",SS,Atam,Female-BSP,2 Piece,0-70 Barg,(0°C - 80°C) | Valves | Ball Valve | Nos | 8481 | 18.00 | 0.00 | Yes | Yes | No |  | finished_good |  | Buy external | No |  |  |  | Yes | Yes | Yes
AT • ABSSTEM Technologies LLP | VAL142 | Ball Valve,2-way,1/2",SS,Atam,Female-BSP,2 Piece,0-70 Barg,(0°C - 80°C) | Valves | Ball Valve | Nos | 8481 | 18.00 | 0.00 | Yes | Yes | No |  | finished_good |  | Buy external | No |  |  |  | Yes | Yes | Yes
AT • ABSSTEM Technologies LLP | VAL143 | Ball Valve,2-way,3/4",SS,Atam,Female-BSP,2 Piece,0-70 Barg,(0°C - 80°C) | Valves | Ball Valve | Nos | 8481 | 18.00 | 0.00 | Yes | Yes | No |  | finished_good |  | Buy external | No |  |  |  | Yes | Yes | Yes
AT • ABSSTEM Technologies LLP | VAL144 | Ball Valve,2-way,1",SS,Atam,Female-BSP,2 Piece,0-70 Barg,(0°C - 80°C) | Valves | Ball Valve | Nos | 8481 | 18.00 | 0.00 | Yes | Yes | No |  | finished_good |  | Buy external | No |  |  |  | Yes | Yes | Yes
AT • ABSSTEM Technologies LLP | VAL145 | PRV,,2",50 Barg,0 to 200 Barg,SGCI,Vanaz,,Air / Nitrogen,,85°C,Flanged-Class 150 | Valves | PRV | Nos | 84811000 | 18.00 | 0.00 | Yes | Yes | No |  | finished_good |  | Buy external | No |  |  |  | Yes | Yes | Yes
AT • ABSSTEM Technologies LLP | VAL146 | PRV,,1.5",1 Barg,0 to 1.5 Barg,SGCI,Vanaz,,Air / Nitrogen,,85°C,Flanged-Class 150 | Valves | PRV | Nos | 84811000 | 18.00 | 0.00 | Yes | Yes | No |  | finished_good |  | Buy external | No |  |  |  | Yes | Yes | Yes
AT • ABSSTEM Technologies LLP | VAL147 | NRV,3/4",GI,Parthgenix Technologies,Female-BSP,,Air / Nitrogen,High Pressure,(0°C - 60°C) | Valves | NRV | Nos | 8481 | 18.00 | 0.00 | Yes | Yes | No |  | finished_good |  | Buy external | No |  |  |  | Yes | Yes | Yes
AT • ABSSTEM Technologies LLP | VAL148 | NRV,1/2",GI,Parthgenix Technologies,Female-BSP,,Air / Nitrogen,High Pressure,(0°C - 60°C) | Valves | NRV | Nos | 8481 | 18.00 | 0.00 | Yes | Yes | No |  | finished_good |  | Buy external | No |  |  |  | Yes | Yes | Yes
AT • ABSSTEM Technologies LLP | VAL149 | Ball Valve,2-way,1",SS,,Female-NPT,2 Piece,High Pressure,(0°C - 80°C) | Valves | Ball Valve | Nos | 8481 | 18.00 | 0.00 | Yes | Yes | No |  | finished_good |  | Buy external | No |  |  |  | Yes | Yes | Yes
AT • ABSSTEM Technologies LLP | VAL15 | Ball Valve,2-way,1",Brass,Arkay,Female-BSP,2 Piece,0-40 Barg,(-20°C - 150°C) | Valves | Ball Valve | Nos | 8481 | 18.00 | 0.00 | Yes | Yes | No |  | finished_good |  | Buy external | No |  |  |  | Yes | Yes | Yes
AT • ABSSTEM Technologies LLP | VAL150 | Ball Valve,2-way,1/2",SS,,Female-NPT,2 Piece,High Pressure,(0°C - 80°C) | Valves | Ball Valve | Nos | 8481 | 18.00 | 0.00 | Yes | Yes | No |  | finished_good |  | Buy external | No |  |  |  | Yes | Yes | Yes
AT • ABSSTEM Technologies LLP | VAL151 | NRV,1",,Parthgenix Technologies,Female-BSP,,Air / Nitrogen,High Pressure,(0°C - 60°C) | Valves | NRV | Nos | 8481 | 18.00 | 0.00 | Yes | Yes | No |  | finished_good |  | Buy external | No |  |  |  | Yes | Yes | Yes
AT • ABSSTEM Technologies LLP | VAL152 | Ball Valve,2-way,1/4",Brass,Poline,Screwed Female,2 Piece,0 to 25 Barg,(-20°C - 180°C) | Valves | Ball Valve | Nos | 8481 | 18.00 | 0.00 | Yes | Yes | No |  | finished_good |  | Buy external | No |  |  |  | Yes | Yes | Yes
AT • ABSSTEM Technologies LLP | VAL153 | Ball Valve,2-way,3/8",Brass,Poline,Screwed Female,2 Piece,0 to 25 Barg,(-20°C - 180°C) | Valves | Ball Valve | Nos | 8481 | 18.00 | 0.00 | Yes | Yes | No |  | finished_good |  | Buy external | No |  |  |  | Yes | Yes | Yes
AT • ABSSTEM Technologies LLP | VAL154 | Ball Valve,2-way,1/2",Brass,Poline,Screwed Female,2 Piece,0 to 25 Barg,(-20°C - 180°C) | Valves | Ball Valve | Nos | 8481 | 18.00 | 0.00 | Yes | Yes | No |  | finished_good |  | Buy external | No |  |  |  | Yes | Yes | Yes
AT • ABSSTEM Technologies LLP | VAL155 | Ball Valve,2-way,3/4",Brass,Poline,Screwed Female,2 Piece,0 to 25 Barg,(-20°C - 180°C) | Valves | Ball Valve | Nos | 8481 | 18.00 | 0.00 | Yes | Yes | No |  | finished_good |  | Buy external | No |  |  |  | Yes | Yes | Yes
AT • ABSSTEM Technologies LLP | VAL156 | Ball Valve,2-way,1",Brass,Poline,Screwed Female,2 Piece,0 to 25 Barg,(-20°C - 180°C) | Valves | Ball Valve | Nos | 8481 | 18.00 | 0.00 | Yes | Yes | No |  | finished_good |  | Buy external | No |  |  |  | Yes | Yes | Yes
AT • ABSSTEM Technologies LLP | VAL157 | PRV,Without Filter,3/4",,0-10 Barg,Aluminum,Janatics,,Air / Nitrogen / Oxygen,,(0°C - 60°C),Female-B | Valves | PRV | Nos | 8481 | 18.00 | 0.00 | Yes | Yes | No |  | finished_good |  | Buy external | No |  |  |  | Yes | Yes | Yes
AT • ABSSTEM Technologies LLP | VAL158 | Ball Valve,2-Way,4",CS,L&T- L1RF1C-Body A216 Gr. WCB, Ball - A351 Gr. CF8M,CL 150 Flanged,Single Pie | Valves | Ball Valve | Nos | 8481 | 18.00 | 0.00 | Yes | Yes | No |  | finished_good |  | Buy external | No |  |  |  | Yes | Yes | Yes
AT • ABSSTEM Technologies LLP | VAL159 | Ball Valve,2-Way,1/2",CS,L&T- L1FF1C-Body A216 Gr. WCB, Ball - A351 Gr. CF8M,CL 150 Flanged,Single P | Valves | Ball Valve | Nos | 8481 | 18.00 | 0.00 | Yes | Yes | No |  | finished_good |  | Buy external | No |  |  |  | Yes | Yes | Yes
AT • ABSSTEM Technologies LLP | VAL16 | Ball Valve,2-way,1/4,SS,Atam,Female-BSP,2 Piece,0-70 Barg,0C - 80C | Valves | Ball Valve | Nos | 8481 | 18.00 | 0.00 | Yes | Yes | No |  | finished_good |  | Buy external | No |  |  |  | Yes | Yes | Yes
AT • ABSSTEM Technologies LLP | VAL160 | NRV,1.5",Brass Alloy,GC-CIM-30- Spring Loaded,Female-NPT,,Air / Nitrogen,PN 20,(–10 to 110°C) | Valves | NRV | Nos | 8481 | 18.00 | 0.00 | Yes | Yes | No |  | finished_good |  | Buy external | No |  |  |  | Yes | Yes | Yes
AT • ABSSTEM Technologies LLP | VAL161 | NRV,2",Brass Alloy,GC-CIM-30- Spring Loaded,Female-NPT,,Air / Nitrogen,PN 20,(–10 to 110°C) | Valves | NRV | Nos | 8481 | 18.00 | 0.00 | Yes | Yes | No |  | finished_good |  | Buy external | No |  |  |  | Yes | Yes | Yes
AT • ABSSTEM Technologies LLP | VAL162 | Ball Valve,2-Way,1/2",Brass,,Screwed-M/F,Single Piece,0-10 Barg,(0°C - 45°C) | Valves | Ball Valve | Nos | 8481 | 18.00 | 0.00 | Yes | Yes | No |  | finished_good |  | Buy external | No |  |  |  | Yes | Yes | Yes
AT • ABSSTEM Technologies LLP | VAL163 | NRV,3/4",SS,Shree Ram Engg.,Female-BSP,,Air / Nitrogen,PN 20,(–10 to 110°C) | Valves | NRV | Nos | 8481 | 18.00 | 0.00 | Yes | Yes | No |  | finished_good |  | Buy external | No |  |  |  | Yes | Yes | Yes
AT • ABSSTEM Technologies LLP | VAL164 | NRV,2",SS-304,CF8,Female-BSP,,Air / Nitrogen,20 to 25 Barg,(–10 to 110°C) | Valves | NRV | Nos | 8481 | 18.00 | 0.00 | Yes | Yes | No |  | finished_good |  | Buy external | No |  |  |  | Yes | Yes | Yes
AT • ABSSTEM Technologies LLP | VAL165 | Flow Control Valve, 90o Connection,1/2" X 8 mm,Thread + Push,Polyurethane,Janatics,0-10 Barg, | Valves | Flow Control Valve | Nos | 8481 | 18.00 | 0.00 | Yes | Yes | No |  | finished_good |  | Buy external | No |  |  |  | Yes | Yes | Yes
AT • ABSSTEM Technologies LLP | VAL166 | NRV,1/2",Brass,Cimberio-SKS 530-Spring Loaded,Female-BSP,,Air / Nitrogen,PN 20,(–10 to 110°C) | Valves | NRV | Nos | 8481 | 18.00 | 0.00 | Yes | Yes | No |  | finished_good |  | Buy external | No |  |  |  | Yes | Yes | Yes
AT • ABSSTEM Technologies LLP | VAL167 | NRV,3/4",Brass,Cimberio-SKS 530-Spring Loaded,Female-BSP,,Air / Nitrogen,PN 20,(–10 to 110°C) | Valves | NRV | Nos | 8481 | 18.00 | 0.00 | Yes | Yes | No |  | finished_good |  | Buy external | No |  |  |  | Yes | Yes | Yes
AT • ABSSTEM Technologies LLP | VAL168 | NRV,1",Brass,Cimberio-SKS 530-Spring Loaded,Female-BSP,,Air / Nitrogen,PN 20,(–10 to 110°C) | Valves | NRV | MTR | 8481 | 18.00 | 0.00 | Yes | Yes | No |  | finished_good |  | Buy external | No |  |  |  | Yes | Yes | Yes
AT • ABSSTEM Technologies LLP | VAL169 | Dome Valve,3-way,3",Aluminum,,Female-BSP,Air / Nitrogen,O-Ring,0-10 Barg,(0°C - 60°C) | Valves | Dome Valve | Nos | 8481 | 18.00 | 0.00 | Yes | Yes | No |  | finished_good |  | Buy external | No |  |  |  | Yes | Yes | Yes
AT • ABSSTEM Technologies LLP | VAL17 | Ball Valve,2-way,3/8,SS,Atam,Female-BSP, 2 Piece,0-70 Barg,0C - 80C | Valves | Ball Valve | Nos | 8481 | 18.00 | 0.00 | Yes | Yes | No |  | finished_good |  | Buy external | No |  |  |  | Yes | Yes | Yes
AT • ABSSTEM Technologies LLP | VAL170 | NRV,3",CCS,Atam-AV-277,Flanged,,Air / Nitrogen,PN 40 (40 Barg),Up to 400°C | Valves | NRV | Nos | 8481 | 18.00 | 0.00 | Yes | Yes | No |  | finished_good |  | Buy external | No |  |  |  | Yes | Yes | Yes
AT • ABSSTEM Technologies LLP | VAL171 | Dome Valve,3-way,1.5",Aluminum,,Female-BSP,Air / Nitrogen,O-Ring,0-10 Barg,(0°C - 60°C) | Valves | Dome Valve | Nos | 8481 | 18.00 | 0.00 | Yes | Yes | No |  | finished_good |  | Buy external | No |  |  |  | Yes | Yes | Yes
AT • ABSSTEM Technologies LLP | VAL172 | NRV,3",ASTM A216 Gr. WCB,L&T-Class-150 (CA. 513-8 / LN1F-8),Flanged,,Air / Nitrogen,0-10 Barg,(–29 t | Valves | NRV | Nos | 8481 | 18.00 | 0.00 | Yes | Yes | No |  | finished_good |  | Buy external | No |  |  |  | Yes | Yes | Yes
AT • ABSSTEM Technologies LLP | VAL173 | PRV,Single Stage with 2 No Pressure Gauges,1 Side Thread and 1 Side Pipe Connection,,,Brass,Holter,, | Valves | PRV | Nos | 8481 | 18.00 | 0.00 | Yes | Yes | No |  | finished_good |  | Buy external | No |  |  |  | Yes | Yes | Yes
AT • ABSSTEM Technologies LLP | VAL174 | NRV,1",CS,SR Engg. - CV-1 (70242458),Screwed-F (NPT),,Air / Nitrogen,1000 PSI,(–29 to 200°C) | Valves | NRV | Nos | 8481 | 18.00 | 0.00 | Yes | Yes | No |  | finished_good |  | Buy external | No |  |  |  | Yes | Yes | Yes
AT • ABSSTEM Technologies LLP | VAL175 | Ball Valve,2-Way,1",SS Alloy,,Screwed-F,Single Piece,500 PSI,(-20°C - 200°C) | Valves | Ball Valve | Nos | 8481 | 18.00 | 0.00 | Yes | Yes | No |  | finished_good |  | Buy external | No |  |  |  | Yes | Yes | Yes
AT • ABSSTEM Technologies LLP | VAL176 | Ball Valve,2-Way,1",SS-304,Sunder,Screwed-F,2 Peace,0-50 Barg,(-20°C - 200°C) | Valves | Ball Valve | Nos | 8481 | 18.00 | 0.00 | Yes | Yes | No |  | finished_good |  | Buy external | No |  |  |  | Yes | Yes | Yes
AT • ABSSTEM Technologies LLP | VAL177 | NRV,1.5",SS Allow,,Screwed-F,,Air / Nitrogen,High Pressure - 3000 PSI,(–29 to 200°C) | Valves | NRV | Nos | 8481 | 18.00 | 0.00 | Yes | Yes | No |  | finished_good |  | Buy external | No |  |  |  | Yes | Yes | Yes
AT • ABSSTEM Technologies LLP | VAL178 | Ball Valve,2-way,2.5",SS,Atam,Female-BSP,2 Piece,0-70 Barg,(0°C - 80°C) | Valves | Ball Valve | Nos | 8481 | 18.00 | 0.00 | Yes | Yes | No |  | finished_good |  | Buy external | No |  |  |  | Yes | Yes | Yes
AT • ABSSTEM Technologies LLP | VAL179 | NRV,2.5",SS-304-Flapper Type,,Female-BSP,,Air / Nitrogen,0-10 Barg,(0°C - 55°C) | Valves | NRV | Nos | 8481 | 18.00 | 0.00 | Yes | Yes | No |  | finished_good |  | Buy external | No |  |  |  | Yes | Yes | Yes
AT • ABSSTEM Technologies LLP | VAL18 | Ball Valve,2-way,1/2,SS,Atam,Female-BSP,2 Piece,0-70 Barg,0C - 80C | Valves | Ball Valve | Nos | 8481 | 18.00 | 0.00 | Yes | Yes | No |  | finished_good |  | Buy external | No |  |  |  | Yes | Yes | Yes
AT • ABSSTEM Technologies LLP | VAL19 | Ball Valve,2-way,3/4,SS,Atam,Female-BSP,2 Piece,0-70 Barg,0C - 80C | Valves | Ball Valve | Nos | 8481 | 18.00 | 0.00 | Yes | Yes | No |  | finished_good |  | Buy external | No |  |  |  | Yes | Yes | Yes
AT • ABSSTEM Technologies LLP | VAL2 | Angle valve,3/4",Rotex-AV20050V01-F4-P2-6G,SS-304,Female-BSP,Pneumatic-Double Acting,Namur,Air / Nit | Valves | Angle Valve | Nos | 8481 | 18.00 | 0.00 | Yes | Yes | No |  | finished_good |  | Buy external | No |  |  |  | Yes | Yes | Yes
AT • ABSSTEM Technologies LLP | VAL20 | Ball Valve,2-way,1,SS,Atam,Female-BSP,2 Piece,0-70 Barg,0C - 80C | Valves | Ball Valve | Nos | 8481 | 18.00 | 0.00 | Yes | Yes | No |  | finished_good |  | Buy external | No |  |  |  | Yes | Yes | Yes
AT • ABSSTEM Technologies LLP | VAL21 | Dome Valve,3-way,1/2",Aluminum,,Female-BSP,Air / Nitrogen,O-Ring,0-10 Barg,Female-BSP,(0°C - 60°C) | Valves | Dome Valve | Nos | 8481 | 18.00 | 0.00 | Yes | Yes | No |  | finished_good |  | Buy external | No |  |  |  | Yes | Yes | Yes
AT • ABSSTEM Technologies LLP | VAL22 | Dome Valve,3-way,3/4",Aluminum,,Female-BSP,Air / Nitrogen,O-Ring,0-10 Barg,Female-BSP,(0°C - 60°C) | Valves | Dome Valve | Nos | 8481 | 18.00 | 0.00 | Yes | Yes | No |  | finished_good |  | Buy external | No |  |  |  | Yes | Yes | Yes
AT • ABSSTEM Technologies LLP | VAL23 | Dome Valve,3-way,1",Aluminum,,Female-BSP,Air / Nitrogen,O-Ring,0-10 Barg,Female-BSP,(0°C - 60°C) | Valves | Dome Valve | Nos | 8481 | 18.00 | 0.00 | Yes | Yes | No |  | finished_good |  | Buy external | No |  |  |  | Yes | Yes | Yes
AT • ABSSTEM Technologies LLP | VAL24 | Dome valve-O2,3-way,1/2",Aluminum,,Female-BSP,Oxygen,Teflon,0-10 Barg,Female-BSP,(0°C - 60°C) | Valves | Dome Valve | Nos | 8481 | 18.00 | 0.00 | Yes | Yes | No |  | finished_good |  | Buy external | No |  |  |  | Yes | Yes | Yes
AT • ABSSTEM Technologies LLP | VAL25 | Dome valve-O2,3-way,3/4",Aluminum,,Female-BSP,Oxygen,Teflon,0-10 Barg,Female-BSP,(0°C - 60°C) | Valves | Dome Valve | Nos | 8481 | 18.00 | 0.00 | Yes | Yes | No |  | finished_good |  | Buy external | No |  |  |  | Yes | Yes | Yes
AT • ABSSTEM Technologies LLP | VAL26 | Dome valve-O2,3-way,1",Aluminum,,Female-BSP,Oxygen,Teflon,0-10 Barg,Female-BSP,(0°C - 60°C) | Valves | Dome Valve | Nos | 8481 | 18.00 | 0.00 | Yes | Yes | No |  | finished_good |  | Buy external | No |  |  |  | Yes | Yes | Yes
AT • ABSSTEM Technologies LLP | VAL27 | Y-Strainer With Ball Valve,2-way,1/2",Brass,,Female-PT,2 Piece,SS,0-10 Barg,(0°C - 60°C) | Valves | Y-Strainer With Ball Valve | Nos | 8481 | 18.00 | 0.00 | Yes | Yes | No |  | finished_good |  | Buy external | No |  |  |  | Yes | Yes | Yes
AT • ABSSTEM Technologies LLP | VAL28 | Solenoid valve,Namur,(5 / 2),1/4",Aluminum,24 V DC,Rotex-51424,NBR,,2-10 Barg,(0°C - 60°C) | Valves | Solenoid valve | Nos | 8481 | 18.00 | 0.00 | Yes | Yes | No |  | finished_good |  | Buy external | No |  |  |  | Yes | Yes | Yes
AT • ABSSTEM Technologies LLP | VAL29 | Solenoid valve,Namur,(3 / 2),1/4",Aluminum,24 V DC,Rotex,NBR,,2-10 Barg,(0°C - 60°C) | Valves | Solenoid valve | Nos | 8481 | 18.00 | 0.00 | Yes | Yes | No |  | finished_good |  | Buy external | No |  |  |  | Yes | Yes | Yes
AT • ABSSTEM Technologies LLP | VAL3 | Angle valve,1",Rotex-AV25050V01-F4-P2-8G-B13,SS-304,Female-BSP,Pneumatic-Double Acting,Namur,Air / N | Valves | Angle Valve | Nos | 8481 | 18.00 | 19000.00 | Yes | Yes | No |  | finished_good |  | Buy external | No |  |  |  | Yes | Yes | Yes
AT • ABSSTEM Technologies LLP | VAL30 | Solenoid valve,Namur,2 Way,1/4",Aluminum,24 V DC,Rotex,NBR,,2-10 Barg,(0°C - 60°C) | Valves | Solenoid valve | Nos | 8481 | 18.00 | 0.00 | Yes | Yes | No |  | finished_good |  | Buy external | No |  |  |  | Yes | Yes | Yes
AT • ABSSTEM Technologies LLP | VAL31 | Solenoid valve,Namur,(5 / 2),1/4",Aluminum,230 V AC,Rotex-51424,NBR,,2-10 Barg,(0°C - 60°C) | Valves | Solenoid valve | Nos | 8481 | 18.00 | 0.00 | Yes | Yes | No |  | finished_good |  | Buy external | No |  |  |  | Yes | Yes | Yes
AT • ABSSTEM Technologies LLP | VAL32 | Solenoid valve,Namur,(3 / 2),1/4",Aluminum,230 V AC,Rotex,NBR,,2-10 Barg,(0°C - 60°C) | Valves | Solenoid valve | Nos | 8481 | 18.00 | 0.00 | Yes | Yes | No |  | finished_good |  | Buy external | No |  |  |  | Yes | Yes | Yes
AT • ABSSTEM Technologies LLP | VAL33 | Solenoid valve,Namur,2 Way,1/4",Aluminum,230 V AC,Rotex,NBR,,2-10 Barg,(0°C - 60°C) | Valves | Solenoid valve | Nos | 8481 | 18.00 | 0.00 | Yes | Yes | No |  | finished_good |  | Buy external | No |  |  |  | Yes | Yes | Yes
AT • ABSSTEM Technologies LLP | VAL34 | Solenoid valve,Namur,2 way,1/4",Aluminum,24 V DC,Janatics,NBR,,0-10 Barg,(0°C - 70°C) | Valves | Solenoid valve | Nos | 8481 | 18.00 | 0.00 | Yes | Yes | No |  | finished_good |  | Buy external | No |  |  |  | Yes | Yes | Yes
AT • ABSSTEM Technologies LLP | VAL35 | Solenoid valve,Non Namur,,1/4",Aluminum,24 V DC,Rotex,NBR,,2-10 Barg,(0°C - 60°C) | Valves | Solenoid valve | Nos | 8481 | 18.00 | 0.00 | Yes | Yes | No |  | finished_good |  | Buy external | No |  |  |  | Yes | Yes | Yes
AT • ABSSTEM Technologies LLP | VAL36 | Solenoid valve,Non Namur,,1/4",Aluminum,230 V AC,Rotex,NBR,,2-10 Barg,(0°C - 60°C) | Valves | Solenoid valve | Nos | 8481 | 18.00 | 0.00 | Yes | Yes | No |  | finished_good |  | Buy external | No |  |  |  | Yes | Yes | Yes
AT • ABSSTEM Technologies LLP | VAL37 | Solenoid valve,Direct Acting,,1/4",Aluminum,230 V AC,Rotex,NBR,NC,0-10 Barg,(-30°C - 75°C) | Valves | Solenoid valve | Nos | 8481 | 18.00 | 0.00 | Yes | Yes | No |  | finished_good |  | Buy external | No |  |  |  | Yes | Yes | Yes
AT • ABSSTEM Technologies LLP | VAL38 | Solenoid valve,Direct Acting,,1/2",Aluminum,230 V AC,Rotex,NBR,NC,0-10 Barg,(-30°C - 75°C) | Valves | Solenoid valve | Nos | 8481 | 18.00 | 0.00 | Yes | Yes | No |  | finished_good |  | Buy external | No |  |  |  | Yes | Yes | Yes
AT • ABSSTEM Technologies LLP | VAL39 | Solenoid valve,Direct Acting,,1/4",Aluminum,24 V DC,Rotex,NBR,NC,0-10 Barg,(-30°C - 75°C) | Valves | Solenoid valve | Nos | 8481 | 18.00 | 0.00 | Yes | Yes | No |  | finished_good |  | Buy external | No |  |  |  | Yes | Yes | Yes
AT • ABSSTEM Technologies LLP | VAL4 | Angle valve,1.5",Rotex-AV40090V02-F4-P2-12G,SS-304,Female-BSP,Pneumatic-Double Acting,Namur,Air / Ni | Valves | Angle Valve | Nos | 8481 | 18.00 | 0.00 | Yes | Yes | No |  | finished_good |  | Buy external | No |  |  |  | Yes | Yes | Yes
AT • ABSSTEM Technologies LLP | VAL40 | Solenoid valve,Direct Acting,,1/2",Aluminum,24 V DC,Rotex,NBR,NC,0-10 Barg,(-30°C - 75°C) | Valves | Solenoid valve | Nos | 8481 | 18.00 | 0.00 | Yes | Yes | No |  | finished_good |  | Buy external | No |  |  |  | Yes | Yes | Yes
AT • ABSSTEM Technologies LLP | VAL41 | Solenoid valve,Direct Acting,,1/2",,24 V DC,U Flow,NBR,NC,0-10 Barg,(-30°C - 75°C) | Valves | Solenoid valve | Nos | 8481 | 18.00 | 0.00 | Yes | Yes | No |  | finished_good |  | Buy external | No |  |  |  | Yes | Yes | Yes
AT • ABSSTEM Technologies LLP | VAL42 | Solenoid valve,Direct Acting,,1",,24 V DC,U- Flow,NBR,NC,0-10 Barg,(-30°C - 75°C) | Valves | Solenoid valve | Nos | 8481 | 18.00 | 0.00 | Yes | Yes | No |  | finished_good |  | Buy external | No |  |  |  | Yes | Yes | Yes
AT • ABSSTEM Technologies LLP | VAL43 | Solenoid valve,Direct Acting,,1/2",,230 V AC,U Flow,NBR,NC,0-10 Barg,(0°C - 70°C) | Valves | Solenoid valve | Nos | 8481 | 18.00 | 0.00 | Yes | Yes | No |  | finished_good |  | Buy external | No |  |  |  | Yes | Yes | Yes
AT • ABSSTEM Technologies LLP | VAL44 | Solenoid valve,Direct Acting,,1",,230 V AC,U- Flow,NBR,NC,0-10 Barg,(0°C - 70°C) | Valves | Solenoid valve | Nos | 8481 | 18.00 | 0.00 | Yes | Yes | No |  | finished_good |  | Buy external | No |  |  |  | Yes | Yes | Yes
AT • ABSSTEM Technologies LLP | VAL45 | Solenoid valve,Direct Acting,,1/4",Aluminum,230 V AC,Rotex,NBR,NO,0-10 Barg,(-30°C - 75°C) | Valves | Solenoid valve | Nos | 8481 | 18.00 | 0.00 | Yes | Yes | No |  | finished_good |  | Buy external | No |  |  |  | Yes | Yes | Yes
AT • ABSSTEM Technologies LLP | VAL46 | Solenoid valve,Direct Acting,,1/2",Aluminum,230 V AC,Rotex,NBR,NO,0-10 Barg,(-30°C - 75°C) | Valves | Solenoid valve | Nos | 8481 | 18.00 | 0.00 | Yes | Yes | No |  | finished_good |  | Buy external | No |  |  |  | Yes | Yes | Yes
AT • ABSSTEM Technologies LLP | VAL47 | Solenoid valve,Direct Acting,,1/4",Aluminum,24 V DC,Rotex,NBR,NO,0-10 Barg,(-30°C - 75°C) | Valves | Solenoid valve | Nos | 8481 | 18.00 | 0.00 | Yes | Yes | No |  | finished_good |  | Buy external | No |  |  |  | Yes | Yes | Yes
AT • ABSSTEM Technologies LLP | VAL48 | Solenoid valve,Direct Acting,,1/2",Aluminum,24 V DC,Rotex,NBR,NO,0-10 Barg,(-30°C - 75°C) | Valves | Solenoid valve | Nos | 8481 | 18.00 | 0.00 | Yes | Yes | No |  | finished_good |  | Buy external | No |  |  |  | Yes | Yes | Yes
AT • ABSSTEM Technologies LLP | VAL49 | Solenoid valve,Direct Acting,,1/2",,24 V DC,U Flow,NBR,NO,0-10 Barg,(-30°C - 75°C) | Valves | Solenoid valve | Nos | 8481 | 18.00 | 0.00 | Yes | Yes | No |  | finished_good |  | Buy external | No |  |  |  | Yes | Yes | Yes
AT • ABSSTEM Technologies LLP | VAL5 | Angle valve,2",Rotex-AV40090V02-F4-P2-16G,SS-304,Female-BSP,Pneumatic-Double Acting,Namur,Air / Nitr | Valves | Angle Valve | Nos | 8481 | 18.00 | 0.00 | Yes | Yes | No |  | finished_good |  | Buy external | No |  |  |  | Yes | Yes | Yes
AT • ABSSTEM Technologies LLP | VAL50 | Solenoid valve,Direct Acting,,1",,24 V DC,U- Flow,NBR,NO,0-10 Barg,(-30°C - 75°C) | Valves | Solenoid valve | Nos | 8481 | 18.00 | 0.00 | Yes | Yes | No |  | finished_good |  | Buy external | No |  |  |  | Yes | Yes | Yes
AT • ABSSTEM Technologies LLP | VAL51 | Solenoid valve,Direct Acting,,1/2",,230 V AC,U Flow,NBR,NO,0-10 Barg,(0°C - 70°C) | Valves | Solenoid valve | Nos | 8481 | 18.00 | 0.00 | Yes | Yes | No |  | finished_good |  | Buy external | No |  |  |  | Yes | Yes | Yes
AT • ABSSTEM Technologies LLP | VAL52 | Solenoid valve,Direct Acting,,1",,230 V AC,U- Flow,NBR,NO,0-10 Barg,(0°C - 70°C) | Valves | Solenoid valve | Nos | 8481 | 18.00 | 0.00 | Yes | Yes | No |  | finished_good |  | Buy external | No |  |  |  | Yes | Yes | Yes
AT • ABSSTEM Technologies LLP | VAL53 | Actuator,Rack & Pinion,Neles-RNP-50,Hard Anodized Aluminum,Pneumatic-Double Acting,0-8 Barg,(-20°C - | Valves | Actuator | Nos | 8481 | 18.00 | 0.00 | Yes | Yes | No |  | finished_good |  | Buy external | No |  |  |  | Yes | Yes | Yes
AT • ABSSTEM Technologies LLP | VAL54 | Actuator,Rack & Pinion,Neles-RNP-40,Hard Anodized Aluminum,Pneumatic-Double Acting,0-8 Barg,(-20°C - | Valves | Actuator | Nos | 8481 | 18.00 | 0.00 | Yes | Yes | No |  | finished_good |  | Buy external | No |  |  |  | Yes | Yes | Yes
AT • ABSSTEM Technologies LLP | VAL55 | Actuator,Rack & Pinion,Neles-RNP-40,Hard Anodized Aluminum,Pneumatic-Double Acting,0-8 Barg,(-20°C - | Valves | Actuator | Nos | 8481 | 18.00 | 0.00 | Yes | Yes | No |  | finished_good |  | Buy external | No |  |  |  | Yes | Yes | Yes
AT • ABSSTEM Technologies LLP | VAL56 | PRV,,1/2",4-10 Barg,0-18 Barg,SS,Aira-WGP,NBR,Air / Nitrogen,,Up to 85°C,Female-BSP | Valves | PRV | Nos | 8481 | 18.00 | 0.00 | Yes | Yes | No |  | finished_good |  | Buy external | No |  |  |  | Yes | Yes | Yes
AT • ABSSTEM Technologies LLP | VAL57 | PRV,,3/4",4-10 Barg,0-18 Barg,SS,Aira-WGP,NBR,Air / Nitrogen,,Up to 85°C,Female-BSP | Valves | PRV | Nos | 8481 | 18.00 | 0.00 | Yes | Yes | No |  | finished_good |  | Buy external | No |  |  |  | Yes | Yes | Yes
AT • ABSSTEM Technologies LLP | VAL58 | PRV,,1",4-10 Barg,0-18 Barg,SS,Aira-WGP,NBR,Air / Nitrogen,,Up to 85°C,Female-BSP | Valves | PRV | Nos | 8481 | 18.00 | 0.00 | Yes | Yes | No |  | finished_good |  | Buy external | No |  |  |  | Yes | Yes | Yes
AT • ABSSTEM Technologies LLP | VAL59 | PRV,,1.25",4-10 Barg,0-18 Barg,SS,Aira-WGP,NBR,Air / Nitrogen,,Up to 85°C,Female-BSP | Valves | PRV | Nos | 8481 | 18.00 | 0.00 | Yes | Yes | No |  | finished_good |  | Buy external | No |  |  |  | Yes | Yes | Yes
AT • ABSSTEM Technologies LLP | VAL6 | Needle Valve,1/4",Hitech,SS,Female-PT,Straight,414 Barg,(-53°C - 315°C) | Valves-Bulk | Needle Valve | Nos | 8481 | 18.00 | 0.00 | Yes | Yes | No |  | finished_good |  | Buy external | No |  |  |  | Yes | Yes | Yes
AT • ABSSTEM Technologies LLP | VAL60 | PRV,,1.5",4-10 Barg,0-18 Barg,SS,Aira-WGP,NBR,Air / Nitrogen,,Up to 85°C,Female-BSP | Valves | PRV | Nos | 8481 | 18.00 | 0.00 | Yes | Yes | No |  | finished_good |  | Buy external | No |  |  |  | Yes | Yes | Yes
AT • ABSSTEM Technologies LLP | VAL61 | PRV,,2",4-10 Barg,0-18 Barg,SS,Aira-WGP,NBR,Air / Nitrogen,,Up to 85°C,Female-BSP | Valves | PRV | Nos | 8481 | 18.00 | 0.00 | Yes | Yes | No |  | finished_good |  | Buy external | No |  |  |  | Yes | Yes | Yes
AT • ABSSTEM Technologies LLP | VAL62 | PRV,,1/2",1-8 Barg,0-50 Barg,SS,Rotarex-DC 50 8 N EPDM L 1,,Air / Nitrogen,25 Nm3/HR,(0°C - 45°C),Fe | Valves | PRV | Nos | 8481 | 18.00 | 0.00 | Yes | Yes | No |  | finished_good |  | Buy external | No |  |  |  | Yes | Yes | Yes
AT • ABSSTEM Technologies LLP | VAL63 | PRV,,1/4",(-1 to 2) Barg,0-200 Barg,SS,Rotarex-DETSCI280R4 N N 1,,Air / Nitrogen,2 Nm3/HR,(0°C - 45° | Valves | PRV | Nos | 8481 | 18.00 | 0.00 | Yes | Yes | No |  | finished_good |  | Buy external | No |  |  |  | Yes | Yes | Yes
AT • ABSSTEM Technologies LLP | VAL64 | PRV,,1/4",(-1 to 2) Barg,0-200 Barg,SS,Rotarex-SL 800 16 N EPDM 1,,Air / Nitrogen,25 Nm3/HR,(0°C - 4 | Valves | PRV | Nos | 8481 | 18.00 | 0.00 | Yes | Yes | No |  | finished_good |  | Buy external | No |  |  |  | Yes | Yes | Yes
AT • ABSSTEM Technologies LLP | VAL65 | PRV,Without Filter,1/4",,0-10 Barg,Aluminum,Janatics-FRC136134,,Air / Nitrogen / Oxygen,,(0°C - 60°C | Valves | PRV | Nos | 8481 | 18.00 | 0.00 | Yes | Yes | No |  | finished_good |  | Buy external | No |  |  |  | Yes | Yes | Yes
AT • ABSSTEM Technologies LLP | VAL66 | PRV,With Filter,1/2",,0-10 Barg,Aluminum,Janatics,,Air / Nitrogen / Oxygen,,(0°C - 60°C),Female-BSP | Valves | PRV | Nos | 8481 | 18.00 | 0.00 | Yes | Yes | No |  | finished_good |  | Buy external | No |  |  |  | Yes | Yes | Yes
AT • ABSSTEM Technologies LLP | VAL67 | PRV,With Filter,3/4",,0-10 Barg,Aluminum,Janatics,,Air / Nitrogen / Oxygen,,(0°C - 60°C),Female-BSP | Valves | PRV | Nos | 8481 | 18.00 | 0.00 | Yes | Yes | No |  | finished_good |  | Buy external | No |  |  |  | Yes | Yes | Yes
AT • ABSSTEM Technologies LLP | VAL68 | PRV,Without Filter,1/4",,0-10 Barg,Aluminum,Janatics,,Air / Nitrogen / Oxygen,,(0°C - 60°C),Female-B | Valves | PRV | Nos | 8481 | 18.00 | 0.00 | Yes | Yes | No |  | finished_good |  | Buy external | No |  |  |  | Yes | Yes | Yes
AT • ABSSTEM Technologies LLP | VAL69 | Flow Control Valve,Straight Connection,8 mm,Push,Polyurethane,Janatics-GR0110808,0-10 Barg, | Valves | Flow Control Valve | Nos | 8481 | 18.00 | 0.00 | Yes | Yes | No |  | finished_good |  | Buy external | No |  |  |  | Yes | Yes | Yes
AT • ABSSTEM Technologies LLP | VAL7 | Needle Valve,3/8",Hitech,SS,Female-PT,Straight,207 Barg,(-53°C - 315°C) | Valves-Bulk | Needle Valve | Nos | 8481 | 18.00 | 0.00 | Yes | Yes | No |  | finished_good |  | Buy external | No |  |  |  | Yes | Yes | Yes
AT • ABSSTEM Technologies LLP | VAL70 | PRV-O2,1/2",0.5-10 Kg/cm2,SS,Aira-WGP,Teflon,Oxygen,,0-18 Kg/cm2,(0°C - 150°C),Female-BSP | Valves | PRV | Nos | 8481 | 18.00 | 0.00 | Yes | Yes | No |  | finished_good |  | Buy external | No |  |  |  | Yes | Yes | Yes
AT • ABSSTEM Technologies LLP | VAL71 | PRV-O2,3/4",0.5-10 Kg/cm2,SS,Aira-WGP,Teflon,Oxygen,,0-18 Kg/cm2,(0°C - 150°C),Female-BSP | Valves | PRV | Nos | 8481 | 18.00 | 0.00 | Yes | Yes | No |  | finished_good |  | Buy external | No |  |  |  | Yes | Yes | Yes
AT • ABSSTEM Technologies LLP | VAL72 | PRV-O2,1",0.5-10 Kg/cm2,SS,Aira-WGP,Teflon,Oxygen,,0-18 Kg/cm2,(0°C - 150°C),Female-BSP | Valves | PRV | Nos | 8481 | 18.00 | 0.00 | Yes | Yes | No |  | finished_good |  | Buy external | No |  |  |  | Yes | Yes | Yes
AT • ABSSTEM Technologies LLP | VAL73 | PRV-O2,1.25",0.5-10 Kg/cm2,SS,Aira-WGP,Teflon,Oxygen,,0-18 Kg/cm2,(0°C - 150°C),Female-BSP | Valves | PRV | Nos | 8481 | 18.00 | 0.00 | Yes | Yes | No |  | finished_good |  | Buy external | No |  |  |  | Yes | Yes | Yes
AT • ABSSTEM Technologies LLP | VAL74 | PRV-O2,1.5",0.5-10 Kg/cm2,SS,Aira-WGP,Teflon,Oxygen,,0-18 Kg/cm2,(0°C - 150°C),Female-BSP | Valves | PRV | Nos | 8481 | 18.00 | 0.00 | Yes | Yes | No |  | finished_good |  | Buy external | No |  |  |  | Yes | Yes | Yes
AT • ABSSTEM Technologies LLP | VAL75 | PRV-O2,2",0.5-10 Kg/cm2,SS,Aira-WGP,Teflon,Oxygen,,0-18 Kg/cm2,(0°C - 150°C),Female-BSP | Valves | PRV | Nos | 8481 | 18.00 | 0.00 | Yes | Yes | No |  | finished_good |  | Buy external | No |  |  |  | Yes | Yes | Yes
AT • ABSSTEM Technologies LLP | VAL76 | PRV-O2,2.5",0.5-10 Kg/cm2,SS,Aira-WGP,Teflon,Oxygen,,0-18 Kg/cm2,(0°C - 150°C),Female-BSP | Valves | PRV | Nos | 8481 | 18.00 | 0.00 | Yes | Yes | No |  | finished_good |  | Buy external | No |  |  |  | Yes | Yes | Yes
AT • ABSSTEM Technologies LLP | VAL77 | PRV-O2,3",0.5-10 Kg/cm2,SS,Aira-WGP,Teflon,Oxygen,,0-18 Kg/cm3,(0°C - 150°C),Female-BSP | Valves | PRV | Nos | 8481 | 18.00 | 0.00 | Yes | Yes | No |  | finished_good |  | Buy external | No |  |  |  | Yes | Yes | Yes
AT • ABSSTEM Technologies LLP | VAL78 | PRV-O2,4",0.5-10 Kg/cm2,SS,Aira-WGP,Teflon,Oxygen,,0-18 Kg/cm4,(0°C - 150°C),Female-BSP | Valves | PRV | Nos | 8481 | 18.00 | 0.00 | Yes | Yes | No |  | finished_good |  | Buy external | No |  |  |  | Yes | Yes | Yes
AT • ABSSTEM Technologies LLP | VAL79 | PHV,1/2",0.5-10 Barg,0-21 Barg,SS,Aira-PLS,Viton,Air / Nitrogen,,0-21 Barg,(0°C - 170°C),M/F-BSP | Valves | PHV | Nos | 8481 | 18.00 | 0.00 | Yes | Yes | No |  | finished_good |  | Buy external | No |  |  |  | Yes | Yes | Yes
AT • ABSSTEM Technologies LLP | VAL8 | Needle Valve,1/2",Hitech,SS,Female-PT,Straight,207 Barg,(-53°C - 315°C) | Valves-Bulk | Needle Valve | Nos | 8481 | 18.00 | 0.00 | Yes | Yes | No |  | finished_good |  | Buy external | No |  |  |  | Yes | Yes | Yes
AT • ABSSTEM Technologies LLP | VAL80 | PHV,3/4",0.5-10 Barg,0-21 Barg,SS,Aira-PLS,Viton,Air / Nitrogen,,0-21 Barg,(0°C - 170°C),M/F-BSP | Valves | PHV | Nos | 8481 | 18.00 | 0.00 | Yes | Yes | No |  | finished_good |  | Buy external | No |  |  |  | Yes | Yes | Yes
AT • ABSSTEM Technologies LLP | VAL81 | PHV,1",0.5-10 Barg,0-21 Barg,SS,Aira-PLS,Viton,Air / Nitrogen,,0-21 Barg,(0°C - 170°C),M/F-BSP | Valves | PHV | Nos | 8481 | 18.00 | 0.00 | Yes | Yes | No |  | finished_good |  | Buy external | No |  |  |  | Yes | Yes | Yes
AT • ABSSTEM Technologies LLP | VAL82 | PHV,1.25",0.5-10 Barg,0-21 Barg,SS,Aira-PLS,Viton,Air / Nitrogen,,0-21 Barg,(0°C - 170°C),M/F-BSP | Valves | PHV | Nos | 8481 | 18.00 | 0.00 | Yes | Yes | No |  | finished_good |  | Buy external | No |  |  |  | Yes | Yes | Yes
AT • ABSSTEM Technologies LLP | VAL83 | PHV,1.5",0.5-10 Barg,0-21 Barg,SS,Aira-PLS,Viton,Air / Nitrogen,,0-21 Barg,(0°C - 170°C),M/F-BSP | Valves | PHV | Nos | 8481 | 18.00 | 0.00 | Yes | Yes | No |  | finished_good |  | Buy external | No |  |  |  | Yes | Yes | Yes
AT • ABSSTEM Technologies LLP | VAL84 | PHV,2",0.5-10 Barg,0-21 Barg,SS,Aira-PLS,Viton,Air / Nitrogen,,0-21 Barg,(0°C - 170°C),M/F-BSP | Valves | PHV | Nos | 8481 | 18.00 | 0.00 | Yes | Yes | No |  | finished_good |  | Buy external | No |  |  |  | Yes | Yes | Yes
AT • ABSSTEM Technologies LLP | VAL85 | PHV,2.5",0.5-10 Barg,0-21 Barg,SS,Aira-PLS,Viton,Air / Nitrogen,,0-21 Barg,(0°C - 170°C),M/F-BSP | Valves | PHV | Nos | 8481 | 18.00 | 0.00 | Yes | Yes | No |  | finished_good |  | Buy external | No |  |  |  | Yes | Yes | Yes
AT • ABSSTEM Technologies LLP | VAL86 | PHV,3",0.5-10 Barg,0-21 Barg,SS,Aira-PLS,Viton,Air / Nitrogen,,0-21 Barg,(0°C - 170°C),M/F-BSP | Valves | PHV | Nos | 8481 | 18.00 | 0.00 | Yes | Yes | No |  | finished_good |  | Buy external | No |  |  |  | Yes | Yes | Yes
AT • ABSSTEM Technologies LLP | VAL87 | PHV,4",0.5-10 Barg,0-21 Barg,SS,Aira-PLS,Viton,Air / Nitrogen,,0-21 Barg,(0°C - 170°C),M/F-BSP | Valves | PHV | Nos | 8481 | 18.00 | 0.00 | Yes | Yes | No |  | finished_good |  | Buy external | No |  |  |  | Yes | Yes | Yes
AT • ABSSTEM Technologies LLP | VAL88 | PHV-O2,1/2",0.5-10 Barg,SS,Aira-PLS,Teflon,Oxygen,,0-21 Barg,(0°C - 170°C),M/F-BSP | Valves | PHV | Nos | 8481 | 18.00 | 0.00 | Yes | Yes | No |  | finished_good |  | Buy external | No |  |  |  | Yes | Yes | Yes
AT • ABSSTEM Technologies LLP | VAL89 | PHV-O2,3/4",0.5-10 Barg,SS,Aira-PLS,Teflon,Oxygen,,0-21 Barg,(0°C - 170°C),M/F-BSP | Valves | PHV | Nos | 8481 | 18.00 | 0.00 | Yes | Yes | No |  | finished_good |  | Buy external | No |  |  |  | Yes | Yes | Yes
AT • ABSSTEM Technologies LLP | VAL9 | Needle Valve,1/4",PBI,Brass,Female-PT,Straight,0-10 Bar,(-53°C - 121°C) | Valves-Bulk | Needle Valve | Nos | 8481 | 18.00 | 0.00 | Yes | Yes | No |  | finished_good |  | Buy external | No |  |  |  | Yes | Yes | Yes
AT • ABSSTEM Technologies LLP | VAL90 | PHV-O2,1",0.5-10 Barg,SS,Aira-PLS,Teflon,Oxygen,,0-21 Barg,(0°C - 170°C),M/F-BSP | Valves | PHV | Nos | 8481 | 18.00 | 0.00 | Yes | Yes | No |  | finished_good |  | Buy external | No |  |  |  | Yes | Yes | Yes
AT • ABSSTEM Technologies LLP | VAL91 | PHV-O2,1.25",0.5-10 Barg,SS,Aira-PLS,Teflon,Oxygen,,0-21 Barg,(0°C - 170°C),M/F-BSP | Valves | PHV | Nos | 8481 | 18.00 | 0.00 | Yes | Yes | No |  | finished_good |  | Buy external | No |  |  |  | Yes | Yes | Yes
AT • ABSSTEM Technologies LLP | VAL92 | PHV-O2,1.5",0.5-10 Barg,SS,Aira-PLS,Teflon,Oxygen,,0-21 Barg,(0°C - 170°C),M/F-BSP | Valves | PHV | Nos | 8481 | 18.00 | 0.00 | Yes | Yes | No |  | finished_good |  | Buy external | No |  |  |  | Yes | Yes | Yes
AT • ABSSTEM Technologies LLP | VAL93 | PHV-O2,2",0.5-10 Barg,SS,Aira-PLS,Teflon,Oxygen,,0-21 Barg,(0°C - 170°C),M/F-BSP | Valves | PHV | Nos | 8481 | 18.00 | 0.00 | Yes | Yes | No |  | finished_good |  | Buy external | No |  |  |  | Yes | Yes | Yes
AT • ABSSTEM Technologies LLP | VAL94 | PHV-O2,2.5",0.5-10 Barg,SS,Aira-PLS,Teflon,Oxygen,,0-21 Barg,(0°C - 170°C),M/F-BSP | Valves | PHV | Nos | 8481 | 18.00 | 0.00 | Yes | Yes | No |  | finished_good |  | Buy external | No |  |  |  | Yes | Yes | Yes
AT • ABSSTEM Technologies LLP | VAL95 | PHV-O2,3",0.5-10 Barg,SS,Aira-PLS,Teflon,Oxygen,,0-21 Barg,(0°C - 170°C),M/F-BSP | Valves | PHV | Nos | 8481 | 18.00 | 0.00 | Yes | Yes | No |  | finished_good |  | Buy external | No |  |  |  | Yes | Yes | Yes
AT • ABSSTEM Technologies LLP | VAL96 | PHV-O2,4",0.5-10 Barg,SS,Aira-PLS,Teflon,Oxygen,,0-21 Barg,(0°C - 170°C),M/F-BSP | Valves | PHV | Nos | 8481 | 18.00 | 0.00 | Yes | Yes | No |  | finished_good |  | Buy external | No |  |  |  | Yes | Yes | Yes
AT • ABSSTEM Technologies LLP | VAL97 | NRV,1/2",Brass,CIM-32,M/F-BSP,Teflon,Air / Nitrogen /Oxygen,0-16 Barg,(0°C - 60°C) | Valves | NRV | Nos | 8481 | 18.00 | 0.00 | Yes | Yes | No |  | finished_good |  | Buy external | No |  |  |  | Yes | Yes | Yes
AT • ABSSTEM Technologies LLP | VAL98 | NRV,3/4",Brass,CIM-32,M/F-BSP,Teflon,Air / Nitrogen /Oxygen,0-16 Barg,(0°C - 60°C) | Valves | NRV | Nos | 8481 | 18.00 | 0.00 | Yes | Yes | No |  | finished_good |  | Buy external | No |  |  |  | Yes | Yes | Yes
AT • ABSSTEM Technologies LLP | VAL99 | NRV,1",Brass,CIM-30,M/F-BSP,Teflon,Air / Nitrogen /Oxygen,0-16 Barg,(0°C - 60°C) | Valves | NRV | Nos | 8481 | 18.00 | 0.00 | Yes | Yes | No |  | finished_good |  | Buy external | No |  |  |  | Yes | Yes | Yes
AT • ABSSTEM Technologies LLP | VB1 | Needle Valve,1/4",Hitech,SS,Female-NPT,Straight,100 Barg,(-53°C - 315°C) | Valves-Bulk | Needle Valve | Nos | 8481 | 18.00 | 0.00 | Yes | Yes | No |  | finished_good |  | Buy external | No |  |  |  | Yes | Yes | Yes
AT • ABSSTEM Technologies LLP | VB2 | Needle Valve,3/8",Hitech,SS,Female-NPT,Straight,100 Barg,(-53°C - 315°C) | Valves-Bulk | Needle Valve | MTR | 8481 | 18.00 | 0.00 | Yes | Yes | No |  | finished_good |  | Buy external | No |  |  |  | Yes | Yes | Yes
AT • ABSSTEM Technologies LLP | VB3 | Needle Valve,1/2",Hitech,SS,Female-NPT,Straight,100 Barg,(-53°C - 315°C) | Valves-Bulk | Needle Valve | MTR | 8481 | 18.00 | 0.00 | Yes | Yes | No |  | finished_good |  | Buy external | No |  |  |  | Yes | Yes | Yes
AT • ABSSTEM Technologies LLP | VB4 | Needle Valve,1/2",AVC,SS,Female-NPT,Straight,6000 PSI,(-53°C - 315°C) | Valves-Bulk | Needle Valve | Nos | 8481 | 18.00 | 0.00 | Yes | Yes | No |  | finished_good |  | Buy external | No |  |  |  | Yes | Yes | Yes
AT • ABSSTEM Technologies LLP | VB5 | Needle Valve,1/2",Sunder,SS-304,Female-BSP,Straight,3000 PSI,(-53°C - 315°C) | Valves-Bulk | Needle Valve | Nos | 8481 | 18.00 | 0.00 | Yes | Yes | No |  | finished_good |  | Buy external | No |  |  |  | Yes | Yes | Yes
AT • ABSSTEM Technologies LLP | VP1 | Twin Lobe Vaccum Pump,Oil Lubricated,KAY-65 AC,BLOW-000043,12 HP-9.3 KW / (B-1167 RPM and M-1440),Fl | Vaccum Pump | Twin Lobe Vaccum Pump | Nos | 8414 | 18.00 | 0.00 | Yes | Yes | No |  | finished_good |  | Buy external | No |  |  |  | Yes | Yes | Yes
AT • ABSSTEM Technologies LLP | X1 | Fiber,Coconut, | Group X | Fiber | KG | 5305 | 18.00 | 0.00 | Yes | Yes | No |  | finished_good |  | Buy external | No |  |  |  | Yes | Yes | Yes
AT • ABSSTEM Technologies LLP | X2 | Sieves,ZMS, | Group X | Sieves | KG | 38029019 | 18.00 | 0.00 | Yes | Yes | No |  | finished_good |  | Buy external | No |  |  |  | Yes | Yes | Yes
AT • ABSSTEM Technologies LLP | X3 | Sieves,CMS, | Group X | Sieves | KG | 38249900 | 18.00 | 0.00 | Yes | Yes | No |  | finished_good |  | Buy external | No |  |  |  | Yes | Yes | Yes
AT • ABSSTEM Technologies LLP | X4 | Sieves,Activated Carbon-Granular, | Group X | Sieves | KG | 38021000 | 18.00 | 0.00 | Yes | Yes | No |  | finished_good |  | Buy external | No |  |  |  | Yes | Yes | Yes
AT • ABSSTEM Technologies LLP | X5 | Activated Alumina,Balls,3 to 5 mm, | Group X | Activated Alumina | KG | 38029011 | 18.00 | 0.00 | Yes | Yes | No |  | finished_good |  | Buy external | No |  |  |  | Yes | Yes | Yes
AT • ABSSTEM Technologies LLP | X6 | Ceramic Balls,12 mm, | Group X | Ceramic Balls | KG | 69091100 | 18.00 | 0.00 | Yes | Yes | No |  | finished_good |  | Buy external | No |  |  |  | Yes | Yes | Yes
AT • ABSSTEM Technologies LLP | nGEN 01 -AT | nGEN 01 | Nitrogen Generator | nGen Nitrogen Generator | Nos | 840510 | 18.00 | 384000.00 | Yes | Yes | No |  | finished_good | Absstem Industrial Nitrogen Plant | Buy external | No |  |  |  | Yes | Yes | Yes |  | Gas Generated | Nitrogen | Gas Pressure | upto 6.5 Barg( Higher options Available) | Flow @ 95 % | 9 Nm3/hr | Flow @ 97 % | 8 Nm3/hr | Flow @ 98 % | 7.5 Nm3/hr | Flow @ 99 % | 7 Nm3/hr | Flow @ 99.5 % | 6 Nm3/hr | Flow @ 99.9 % | 5 Nm3/hr | Flow @ 99.95 % | 4 Nm3/hr | Compressed Air Requirement | 12 CFM | Module | PSA Plant | Air Compressor | Dryer & A.R
AT • ABSSTEM Technologies LLP | nGEN 01 / 02 / 04 ST | 500 L | Nitrogen Generator | nGen Gas Storage | Nos | 840510 | 18.00 | 30000.00 | Yes | Yes | No |  | finished_good | Nitrogen Plant Gas Storage Vessel | Buy external | No |  |  |  | Yes | Yes | Yes |  | Water Volume | 500 Liters | Gas Stored | Nitrogen | Gas Stored Volume | 2.75 M3 | Working Pressure | 5.5 Barg | Hydrotest Pressure | 9 Barg
AT • ABSSTEM Technologies LLP | nGEN 01 P -AT | nGEN 01 P | Nitrogen Generator | nGen Nitrogen Generator | Nos | 840510 | 18.00 | 384000.00 | Yes | Yes | No |  | finished_good | Absstem Industrial Nitrogen Plant | Buy external | No |  |  |  | Yes | Yes | Yes |  | Gas Generated | Nitrogen | Gas Pressure | upto 6.5 Barg( Higher options Available) | Flow @ 99.99 % | 3 Nm3/hr | Flow @ 99.995 % | 2.3 Nm3/hr | Flow @ 99.999 % | 1.7 Nm3/hr | Flow @ 99.9995 % | 1.4 Nm3/hr | Compressed Air Requirement | 12 CFM | Module | High Purity PSA system Only | Air Compressor | Dryer & A.R
AT • ABSSTEM Technologies LLP | nGEN 02 -AT | nGEN 02 | Nitrogen Generator | nGen Nitrogen Generator | Nos | 840510 | 18.00 | 400000.00 | Yes | Yes | No |  | finished_good | Absstem Industrial Nitrogen Plant | Buy external | No |  |  |  | Yes | Yes | Yes |  | Gas Generated | Nitrogen | Gas Pressure | upto 6.5 Barg( Higher options Available) | Flow @ 95 % | 12 Nm3/hr | Flow @ 97 % | 11 Nm3/hr | Flow @ 98 % | 10 Nm3/hr | Flow @ 99 % | 9 Nm3/hr | Flow @ 99.5 % | 8 Nm3/hr | Flow @ 99.9 % | 7 Nm3/hr | Flow @ 99.95 % | 6 Nm3/hr | Compressed Air Requirement | 16 CFM | Module | PSA Plant | Air Compressor | Dryer & A.R
AT • ABSSTEM Technologies LLP | nGEN 04 -AT | nGEN 04 | Nitrogen Generator | nGen Nitrogen Generator | Nos | 840510 | 18.00 | 436000.00 | Yes | Yes | No |  | finished_good | Absstem Industrial Nitrogen Plant | Buy external | No |  |  |  | Yes | Yes | Yes |  | Gas Generated | Nitrogen | Gas Pressure | upto 6.5 Barg( Higher options Available) | Flow @ 95 % | 16 Nm3/hr | Flow @ 97 % | 15 Nm3/hr | Flow @ 98 % | 13 Nm3/hr | Flow @ 99 % | 12 Nm3/hr | Flow @ 99.5 % | 11 Nm3/hr | Flow @ 99.9 % | 10 Nm3/hr | Flow @ 99.95 % | 8 Nm3/hr | Compressed Air Requirement | 21 CFM | Module | PSA Plant | Air Compressor | Dryer & A.R
AT • ABSSTEM Technologies LLP | nGEN 05 -AT | nGEN 05 | Nitrogen Generator | nGen Nitrogen Generator | Nos | 840510 | 18.00 | 492000.00 | Yes | Yes | No |  | finished_good | Absstem Industrial Nitrogen Plant | Buy external | No |  |  |  | Yes | Yes | Yes |  | Gas Generated | Nitrogen | Gas Pressure | upto 6.5 Barg( Higher options Available) | Flow @ 95 % | 24 Nm3/hr | Flow @ 97 % | 22 Nm3/hr | Flow @ 98 % | 20 Nm3/hr | Flow @ 99 % | 18 Nm3/hr | Flow @ 99.5 % | 16 Nm3/hr | Flow @ 99.9 % | 15 Nm3/hr | Flow @ 99.95 % | 12 Nm3/hr | Compressed Air Requirement | 32 CFM | Module | PSA Plant | Air Compressor | Dryer & A.R
AT • ABSSTEM Technologies LLP | nGEN 05 P -AT | nGEN 05 P | Nitrogen Generator | nGen Nitrogen Generator | Nos | 840510 | 18.00 | 492000.00 | Yes | Yes | No |  | finished_good | Absstem Industrial Nitrogen Plant | Buy external | No |  |  |  | Yes | Yes | Yes |  | Gas Generated | Nitrogen | Gas Pressure | upto 6.5 Barg( Higher options Available) | Flow @ 99.99 % | 8 Nm3/hr | Flow @ 99.995 % | 6 Nm3/hr | Flow @ 99.999 % | 4.5 Nm3/hr | Flow @ 99.9995 % | 3.6 Nm3/hr | Compressed Air Requirement | 32 CFM | Module | High Purity PSA system Only | Air Compressor | Dryer & A.R
AT • ABSSTEM Technologies LLP | nGEN 05 ST -AT | 1000 L | Nitrogen Generator | nGen Gas Storage | Nos | 840510 | 18.00 | 50000.00 | Yes | Yes | No |  | finished_good | Nitrogen Plant Gas Storage Vessel | Buy external | No |  |  |  | Yes | Yes | Yes |  | Water Volume | 1000 Liters | Gas Stored | Nitrogen | Gas Stored Volume | 5.5 M3 | Working Pressure | 5.5 Barg | Hydrotest Pressure | 9 Barg
AT • ABSSTEM Technologies LLP | nGEN 07 -AT | nGEN 07 | Nitrogen Generator | nGen Nitrogen Generator | Nos | 840510 | 18.00 | 546500.00 | Yes | Yes | No |  | finished_good | Absstem Industrial Nitrogen Plant | Buy external | No |  |  |  | Yes | Yes | Yes |  | Gas Generated | Nitrogen | Gas Pressure | upto 6.5 Barg( Higher options Available) | Flow @ 95 % | 32 Nm3/hr | Flow @ 97 % | 29 Nm3/hr | Flow @ 98 % | 26 Nm3/hr | Flow @ 99 % | 24 Nm3/hr | Flow @ 99.5 % | 21 Nm3/hr | Flow @ 99.9 % | 20 Nm3/hr | Flow @ 99.95 % | 16 Nm3/hr | Compressed Air Requirement | 43 CFM | Module | PSA Plant | Air Compressor | Dryer & A.R
AT • ABSSTEM Technologies LLP | nGEN 07 P -AT | nGEN 07 P | Nitrogen Generator | nGen Nitrogen Generator | Nos | 840510 | 18.00 | 546500.00 | Yes | Yes | No |  | finished_good | Absstem Industrial Nitrogen Plant | Buy external | No |  |  |  | Yes | Yes | Yes |  | Gas Generated | Nitrogen | Gas Pressure | upto 6.5 Barg( Higher options Available) | Flow @ 99.99 % | 11 Nm3/hr | Flow @ 99.995 % | 8 Nm3/hr | Flow @ 99.999 % | 6 Nm3/hr | Flow @ 99.9995 % | 4.8 Nm3/hr | Compressed Air Requirement | 43 CFM | Module | High Purity PSA system Only | Air Compressor | Dryer & A.R
AT • ABSSTEM Technologies LLP | nGEN 08 -AT | nGEN 08 | Nitrogen Generator | nGen Nitrogen Generator | Nos | 840510 | 18.00 | 572000.00 | Yes | Yes | No |  | finished_good | Absstem Industrial Nitrogen Plant | Buy external | No |  |  |  | Yes | Yes | Yes |  | Gas Generated | Nitrogen | Gas Pressure | upto 6.5 Barg( Higher options Available) | Flow @ 95 % | 40 Nm3/hr | Flow @ 97 % | 36 Nm3/hr | Flow @ 98 % | 32 Nm3/hr | Flow @ 99 % | 30 Nm3/hr | Flow @ 99.5 % | 27 Nm3/hr | Flow @ 99.9 % | 24 Nm3/hr | Flow @ 99.95 % | 20 Nm3/hr | Compressed Air Requirement | 53 CFM | Module | PSA Plant | Air Compressor | Dryer & A.R
AT • ABSSTEM Technologies LLP | nGEN 08 ST -AT | 1500 L | Nitrogen Generator | nGen Gas Storage | Nos | 840510 | 18.00 | 65000.00 | Yes | Yes | No |  | finished_good | Nitrogen Plant Gas Storage Vessel | Buy external | No |  |  |  | Yes | Yes | Yes |  | Water Volume | 1500 Liters | Gas Stored | Nitrogen | Gas Stored Volume | 8.25 M3 | Working Pressure | 5.5 Barg | Hydrotest Pressure | 9 Barg
AT • ABSSTEM Technologies LLP | nGEN 09 -AT | nGEN 09 | Nitrogen Generator | nGen Nitrogen Generator | Nos | 840510 | 18.00 | 604000.00 | Yes | Yes | No |  | finished_good | Absstem Industrial Nitrogen Plant | Buy external | No |  |  |  | Yes | Yes | Yes |  | Gas Generated | Nitrogen | Gas Pressure | upto 6.5 Barg( Higher options Available) | Flow @ 95 % | 44 Nm3/hr | Flow @ 97 % | 40 Nm3/hr | Flow @ 98 % | 35 Nm3/hr | Flow @ 99 % | 33 Nm3/hr | Flow @ 99.5 % | 29 Nm3/hr | Flow @ 99.9 % | 26 Nm3/hr | Flow @ 99.95 % | 22 Nm3/hr | Compressed Air Requirement | 58 CFM | Module | PSA Plant | Air Compressor | Dryer & A.R
AT • ABSSTEM Technologies LLP | nGEN 10 -AT | nGEN 10 | Nitrogen Generator | nGen Nitrogen Generator | Nos | 840510 | 18.00 | 663950.00 | Yes | Yes | No |  | finished_good | Absstem Industrial Nitrogen Plant | Buy external | No |  |  |  | Yes | Yes | Yes |  | Gas Generated | Nitrogen | Gas Pressure | upto 6.5 Barg( Higher options Available) | Flow @ 95 % | 53 Nm3/hr | Flow @ 97 % | 48 Nm3/hr | Flow @ 98 % | 43 Nm3/hr | Flow @ 99 % | 40 Nm3/hr | Flow @ 99.5 % | 35 Nm3/hr | Flow @ 99.9 % | 31 Nm3/hr | Flow @ 99.95 % | 27 Nm3/hr | Compressed Air Requirement | 71 CFM | Module | PSA Plant | Air Compressor | Dryer & A.R
AT • ABSSTEM Technologies LLP | nGEN 10 P -AT | nGEN 10 P | Nitrogen Generator | nGen Nitrogen Generator | Nos | 840510 | 18.00 | 663950.00 | Yes | Yes | No |  | finished_good | Absstem Industrial Nitrogen Plant | Buy external | No |  |  |  | Yes | Yes | Yes |  | Gas Generated | Nitrogen | Gas Pressure | upto 6.5 Barg( Higher options Available) | Flow @ 99.99 % | 18 Nm3/hr | Flow @ 99.995 % | 13 Nm3/hr | Flow @ 99.999 % | 10 Nm3/hr | Flow @ 99.9995 % | 8 Nm3/hr | Compressed Air Requirement | 71 CFM | Module | High Purity PSA system Only | Air Compressor | Dryer & A.R
AT • ABSSTEM Technologies LLP | nGEN 10 ST -AT | 2000 L | Nitrogen Generator | nGen Gas Storage | Nos | 840510 | 18.00 | 80000.00 | Yes | Yes | No |  | finished_good | Nitrogen Plant Gas Storage Vessel | Buy external | No |  |  |  | Yes | Yes | Yes |  | Water Volume | 2000 Liters | Gas Stored | Nitrogen | Gas Stored Volume | 11 M3 | Working Pressure | 5.5 Barg | Hydrotest Pressure | 9 Barg
AT • ABSSTEM Technologies LLP | nGEN 100 -AT | nGEN 100 | Nitrogen Generator | nGen Nitrogen Generator | Nos | 840510 | 18.00 | 2415000.00 | Yes | Yes | No |  | finished_good | Absstem Industrial Nitrogen Plant | Buy external | No |  |  |  | Yes | Yes | Yes |  | Gas Generated | Nitrogen | Gas Pressure | upto 6.5 Barg( Higher options Available) | Flow @ 95 % | 387 Nm3/hr | Flow @ 97 % | 352 Nm3/hr | Flow @ 98 % | 312 Nm3/hr | Flow @ 99 % | 289 Nm3/hr | Flow @ 99.5 % | 255 Nm3/hr | Flow @ 99.9 % | 230 Nm3/hr | Flow @ 99.95 % | 194 Nm3/hr | Compressed Air Requirement | 520 CFM | Module | PSA Plant | Air Compressor | Dryer & A.R
AT • ABSSTEM Technologies LLP | nGEN 100 P -AT | nGEN 100 P | Nitrogen Generator | nGen Nitrogen Generator | Nos | 840510 | 18.00 | 2415000.00 | Yes | Yes | No |  | finished_good | Absstem Industrial Nitrogen Plant | Buy external | No |  |  |  | Yes | Yes | Yes |  | Gas Generated | Nitrogen | Gas Pressure | upto 6.5 Barg( Higher options Available) | Flow @ 99.99 % | 129 Nm3/hr | Flow @ 99.995 % | 98 Nm3/hr | Flow @ 99.999 % | 73 Nm3/hr | Flow @ 99.9995 % | 59 Nm3/hr | Compressed Air Requirement | 520 CFM | Module | High Purity PSA system Only | Air Compressor | Dryer & A.R
AT • ABSSTEM Technologies LLP | nGEN 110 -AT | nGEN 110 | Nitrogen Generator | nGen Nitrogen Generator | Nos | 840510 | 18.00 | 2990000.00 | Yes | Yes | No |  | finished_good | Absstem Industrial Nitrogen Plant | Buy external | No |  |  |  | Yes | Yes | Yes |  | Gas Generated | Nitrogen | Gas Pressure | upto 6.5 Barg( Higher options Available) | Flow @ 95 % | 448 Nm3/hr | Flow @ 97 % | 407 Nm3/hr | Flow @ 98 % | 361 Nm3/hr | Flow @ 99 % | 334 Nm3/hr | Flow @ 99.5 % | 300 Nm3/hr | Flow @ 99.9 % | 267 Nm3/hr | Flow @ 99.95 % | 224 Nm3/hr | Compressed Air Requirement | 602 CFM | Module | PSA Plant | Air Compressor | Dryer & A.R
AT • ABSSTEM Technologies LLP | nGEN 110 P -AT | nGEN 110 P | Nitrogen Generator | nGen Nitrogen Generator | Nos | 840510 | 18.00 | 2990000.00 | Yes | Yes | No |  | finished_good | Absstem Industrial Nitrogen Plant | Buy external | No |  |  |  | Yes | Yes | Yes |  | Gas Generated | Nitrogen | Gas Pressure | upto 6.5 Barg( Higher options Available) | Flow @ 99.99 % | 150 Nm3/hr | Flow @ 99.995 % | 113 Nm3/hr | Flow @ 99.999 % | 85 Nm3/hr | Flow @ 99.9995 % | 68 Nm3/hr | Compressed Air Requirement | 602 CFM | Module | High Purity PSA system Only | Air Compressor | Dryer & A.R
AT • ABSSTEM Technologies LLP | nGEN 115 -AT | nGEN 115 | Nitrogen Generator | nGen Nitrogen Generator | Nos | 840510 | 18.00 | 3565000.00 | Yes | Yes | No |  | finished_good | Absstem Industrial Nitrogen Plant | Buy external | No |  |  |  | Yes | Yes | Yes |  | Gas Generated | Nitrogen | Gas Pressure | upto 6.5 Barg( Higher options Available) | Flow @ 95 % | 502 Nm3/hr | Flow @ 97 % | 456 Nm3/hr | Flow @ 98 % | 405 Nm3/hr | Flow @ 99 % | 375 Nm3/hr | Flow @ 99.5 % | 330 Nm3/hr | Flow @ 99.9 % | 300 Nm3/hr | Flow @ 99.95 % | 251 Nm3/hr | Compressed Air Requirement | 675 CFM | Module | PSA Plant | Air Compressor | Dryer & A.R
AT • ABSSTEM Technologies LLP | nGEN 120 -AT | nGEN 120 | Nitrogen Generator | nGen Nitrogen Generator | Nos | 840510 | 18.00 | 4140000.00 | Yes | Yes | No |  | finished_good | Absstem Industrial Nitrogen Plant | Buy external | No |  |  |  | Yes | Yes | Yes |  | Gas Generated | Nitrogen | Gas Pressure | upto 6.5 Barg( Higher options Available) | Flow @ 95 % | 555 Nm3/hr | Flow @ 97 % | 504 Nm3/hr | Flow @ 98 % | 448 Nm3/hr | Flow @ 99 % | 414 Nm3/hr | Flow @ 99.5 % | 365 Nm3/hr | Flow @ 99.9 % | 330 Nm3/hr | Flow @ 99.95 % | 278 Nm3/hr | Compressed Air Requirement | 746 CFM | Module | PSA Plant | Air Compressor | Dryer & A.R
AT • ABSSTEM Technologies LLP | nGEN 120 P -AT | nGEN 120 P | Nitrogen Generator | nGen Nitrogen Generator | Nos | 840510 | 18.00 | 4140000.00 | Yes | Yes | No |  | finished_good | Absstem Industrial Nitrogen Plant | Buy external | No |  |  |  | Yes | Yes | Yes |  | Gas Generated | Nitrogen | Gas Pressure | upto 6.5 Barg( Higher options Available) | Flow @ 99.99 % | 185 Nm3/hr | Flow @ 99.995 % | 140 Nm3/hr | Flow @ 99.999 % | 105 Nm3/hr | Flow @ 99.9995 % | 84 Nm3/hr | Compressed Air Requirement | 746 CFM | Module | High Purity PSA system Only | Air Compressor | Dryer & A.R
AT • ABSSTEM Technologies LLP | nGEN 13 -AT | nGEN 13 | Nitrogen Generator | nGen Nitrogen Generator | Nos | 840510 | 18.00 | 705000.00 | Yes | Yes | No |  | finished_good | Absstem Industrial Nitrogen Plant | Buy external | No |  |  |  | Yes | Yes | Yes |  | Gas Generated | Nitrogen | Gas Pressure | upto 6.5 Barg( Higher options Available) | Flow @ 95 % | 62 Nm3/hr | Flow @ 97 % | 56 Nm3/hr | Flow @ 98 % | 50 Nm3/hr | Flow @ 99 % | 46 Nm3/hr | Flow @ 99.5 % | 40 Nm3/hr | Flow @ 99.9 % | 37 Nm3/hr | Flow @ 99.95 % | 31 Nm3/hr | Compressed Air Requirement | 82 CFM | Module | PSA Plant | Air Compressor | Dryer & A.R
AT • ABSSTEM Technologies LLP | nGEN 130 -AT | nGEN 130 | Nitrogen Generator | nGen Nitrogen Generator | Nos | 840510 | 18.00 | 4600000.00 | Yes | Yes | No |  | finished_good | Absstem Industrial Nitrogen Plant | Buy external | No |  |  |  | Yes | Yes | Yes |  | Gas Generated | Nitrogen | Gas Pressure | upto 6.5 Barg( Higher options Available) | Flow @ 95 % | 664 Nm3/hr | Flow @ 97 % | 604 Nm3/hr | Flow @ 98 % | 536 Nm3/hr | Flow @ 99 % | 496 Nm3/hr | Flow @ 99.5 % | 437 Nm3/hr | Flow @ 99.9 % | 400 Nm3/hr | Flow @ 99.95 % | 332 Nm3/hr | Compressed Air Requirement | 893 CFM | Module | PSA Plant | Air Compressor | Dryer & A.R
AT • ABSSTEM Technologies LLP | nGEN 130 P -AT | nGEN 130 P | Nitrogen Generator | nGen Nitrogen Generator | Nos | 840510 | 18.00 | 4600000.00 | Yes | Yes | No |  | finished_good | Absstem Industrial Nitrogen Plant | Buy external | No |  |  |  | Yes | Yes | Yes |  | Gas Generated | Nitrogen | Gas Pressure | upto 6.5 Barg( Higher options Available) | Flow @ 99.99 % | 222 Nm3/hr | Flow @ 99.995 % | 168 Nm3/hr | Flow @ 99.999 % | 126 Nm3/hr | Flow @ 99.9995 % | 101 Nm3/hr | Compressed Air Requirement | 893 CFM | Module | High Purity PSA system Only | Air Compressor | Dryer & A.R
AT • ABSSTEM Technologies LLP | nGEN 140 -AT | nGEN 140 | Nitrogen Generator | nGen Nitrogen Generator | Nos | 840510 | 18.00 | 5117500.00 | Yes | Yes | No |  | finished_good | Absstem Industrial Nitrogen Plant | Buy external | No |  |  |  | Yes | Yes | Yes |  | Gas Generated | Nitrogen | Gas Pressure | upto 6.5 Barg( Higher options Available) | Flow @ 95 % | 798 Nm3/hr | Flow @ 97 % | 725 Nm3/hr | Flow @ 98 % | 643 Nm3/hr | Flow @ 99 % | 595 Nm3/hr | Flow @ 99.5 % | 525 Nm3/hr | Flow @ 99.9 % | 475 Nm3/hr | Flow @ 99.95 % | 399 Nm3/hr | Compressed Air Requirement | 1072 CFM | Module | PSA Plant | Air Compressor | Dryer & A.R
AT • ABSSTEM Technologies LLP | nGEN 140 P -AT | nGEN 140 P | Nitrogen Generator | nGen Nitrogen Generator | Nos | 840510 | 18.00 | 5117500.00 | Yes | Yes | No |  | finished_good | Absstem Industrial Nitrogen Plant | Buy external | No |  |  |  | Yes | Yes | Yes |  | Gas Generated | Nitrogen | Gas Pressure | upto 6.5 Barg( Higher options Available) | Flow @ 99.99 % | 266 Nm3/hr | Flow @ 99.995 % | 201 Nm3/hr | Flow @ 99.999 % | 151 Nm3/hr | Flow @ 99.9995 % | 121 Nm3/hr | Compressed Air Requirement | 1072 CFM | Module | High Purity PSA system Only | Air Compressor | Dryer & A.R
AT • ABSSTEM Technologies LLP | nGEN 145 -AT | nGEN 145 | Nitrogen Generator | nGen Nitrogen Generator | Nos | 840510 | 18.00 | 5468000.00 | Yes | Yes | No |  | finished_good | Absstem Industrial Nitrogen Plant | Buy external | No |  |  |  | Yes | Yes | Yes |  | Gas Generated | Nitrogen | Gas Pressure | upto 6.5 Barg( Higher options Available) | Flow @ 95 % | 836 Nm3/hr | Flow @ 97 % | 760 Nm3/hr | Flow @ 98 % | 675 Nm3/hr | Flow @ 99 % | 624 Nm3/hr | Flow @ 99.5 % | 550 Nm3/hr | Flow @ 99.9 % | 500 Nm3/hr | Flow @ 99.95 % | 418 Nm3/hr | Compressed Air Requirement | 1124 CFM | Module | PSA Plant | Air Compressor | Dryer & A.R
AT • ABSSTEM Technologies LLP | nGEN 15 -AT | nGEN 15 | Nitrogen Generator | nGen Nitrogen Generator | Nos | 840510 | 18.00 | 1528000.00 | Yes | Yes | No |  | finished_good | Absstem Industrial Nitrogen Plant | Buy external | No |  |  |  | Yes | Yes | Yes |  | Gas Generated | Nitrogen | Gas Pressure | upto 6.5 Barg( Higher options Available) | Flow @ 95 % | 66 Nm3/hr | Flow @ 97 % | 60 Nm3/hr | Flow @ 98 % | 54 Nm3/hr | Flow @ 99 % | 50 Nm3/hr | Flow @ 99.5 % | 44 Nm3/hr | Flow @ 99.9 % | 40 Nm3/hr | Flow @ 99.95 % | 33 Nm3/hr | Compressed Air Requirement | 89 CFM | Module | PSA Plant | Air Compressor | Dryer & A.R
AT • ABSSTEM Technologies LLP | nGEN 150 -AT | nGEN 150 | Nitrogen Generator | nGen Nitrogen Generator | Nos | 840510 | 18.00 | 6741875.00 | Yes | Yes | No |  | finished_good | Absstem Industrial Nitrogen Plant | Buy external | No |  |  |  | Yes | Yes | Yes |  | Gas Generated | Nitrogen | Gas Pressure | upto 6.5 Barg( Higher options Available) | Flow @ 95 % | 1000 Nm3/hr | Flow @ 97 % | 909 Nm3/hr | Flow @ 98 % | 806 Nm3/hr | Flow @ 99 % | 746 Nm3/hr | Flow @ 99.5 % | 658 Nm3/hr | Flow @ 99.9 % | 600 Nm3/hr | Flow @ 99.95 % | 500 Nm3/hr | Compressed Air Requirement | 1344 CFM | Module | PSA Plant | Air Compressor | Dryer & A.R
AT • ABSSTEM Technologies LLP | nGEN 150 P -AT | nGEN 150 P | Nitrogen Generator | nGen Nitrogen Generator | Nos | 840510 | 18.00 | 6741875.00 | Yes | Yes | No |  | finished_good | Absstem Industrial Nitrogen Plant | Buy external | No |  |  |  | Yes | Yes | Yes |  | Gas Generated | Nitrogen | Gas Pressure | upto 6.5 Barg( Higher options Available) | Flow @ 99.99 % | 334 Nm3/hr | Flow @ 99.995 % | 252 Nm3/hr | Flow @ 99.999 % | 189 Nm3/hr | Flow @ 99.9995 % | 151 Nm3/hr | Compressed Air Requirement | 1344 CFM | Module | High Purity PSA system Only | Air Compressor | Dryer & A.R
AT • ABSSTEM Technologies LLP | nGEN 160 -AT | nGEN 160 | Nitrogen Generator | nGen Nitrogen Generator | Nos | 840510 | 18.00 | 7870313.00 | Yes | Yes | No |  | finished_good | Absstem Industrial Nitrogen Plant | Buy external | No |  |  |  | Yes | Yes | Yes |  | Gas Generated | Nitrogen | Gas Pressure | upto 6.5 Barg( Higher options Available) | Flow @ 95 % | 1198 Nm3/hr | Flow @ 97 % | 1089 Nm3/hr | Flow @ 98 % | 966 Nm3/hr | Flow @ 99 % | 894 Nm3/hr | Flow @ 99.5 % | 788 Nm3/hr | Flow @ 99.9 % | 713 Nm3/hr | Flow @ 99.95 % | 599 Nm3/hr | Compressed Air Requirement | 1610 CFM | Module | PSA Plant | Air Compressor | Dryer & A.R
AT • ABSSTEM Technologies LLP | nGEN 160 P -AT | nGEN 160 P | Nitrogen Generator | nGen Nitrogen Generator | Nos | 840510 | 18.00 | 7870313.00 | Yes | Yes | No |  | finished_good | Absstem Industrial Nitrogen Plant | Buy external | No |  |  |  | Yes | Yes | Yes |  | Gas Generated | Nitrogen | Gas Pressure | upto 6.5 Barg( Higher options Available) | Flow @ 99.99 % | 400 Nm3/hr | Flow @ 99.995 % | 302 Nm3/hr | Flow @ 99.999 % | 227 Nm3/hr | Flow @ 99.9995 % | 181 Nm3/hr | Compressed Air Requirement | 1610 CFM | Module | High Purity PSA system Only | Air Compressor | Dryer & A.R
AT • ABSSTEM Technologies LLP | nGEN 20 -AT | nGEN 20 | Nitrogen Generator | nGen Nitrogen Generator | Nos | 840510 | 18.00 | 778500.00 | Yes | Yes | No |  | finished_good | Absstem Industrial Nitrogen Plant | Buy external | No |  |  |  | Yes | Yes | Yes |  | Gas Generated | Nitrogen | Gas Pressure | upto 6.5 Barg( Higher options Available) | Flow @ 95 % | 76 Nm3/hr | Flow @ 97 % | 69 Nm3/hr | Flow @ 98 % | 61 Nm3/hr | Flow @ 99 % | 57 Nm3/hr | Flow @ 99.5 % | 50 Nm3/hr | Flow @ 99.9 % | 45 Nm3/hr | Flow @ 99.95 % | 38 Nm3/hr | Compressed Air Requirement | 101 CFM | Module | PSA Plant | Air Compressor | Dryer & A.R
AT • ABSSTEM Technologies LLP | nGEN 20 P -AT | nGEN 20 P | Nitrogen Generator | nGen Nitrogen Generator | Nos | 840510 | 18.00 | 778500.00 | Yes | Yes | No |  | finished_good | Absstem Industrial Nitrogen Plant | Buy external | No |  |  |  | Yes | Yes | Yes |  | Gas Generated | Nitrogen | Gas Pressure | upto 6.5 Barg( Higher options Available) | Flow @ 99.99 % | 25 Nm3/hr | Flow @ 99.995 % | 19 Nm3/hr | Flow @ 99.999 % | 14 Nm3/hr | Flow @ 99.9995 % | 11 Nm3/hr | Compressed Air Requirement | 101 CFM | Module | High Purity PSA system Only | Air Compressor | Dryer & A.R
AT • ABSSTEM Technologies LLP | nGEN 20 ST -AT | 3000 L | Nitrogen Generator | nGen Gas Storage | Nos | 840510 | 18.00 | 105000.00 | Yes | Yes | No |  | finished_good | Nitrogen Plant Gas Storage Vessel | Buy external | No |  |  |  | Yes | Yes | Yes |  | Water Volume | 3000 Liters | Gas Stored | Nitrogen | Gas Stored Volume | 16.5 M3 | Working Pressure | 5.5 Barg | Hydrotest Pressure | 9 Barg
AT • ABSSTEM Technologies LLP | nGEN 25 -AT | nGEN 25 | Nitrogen Generator | nGen Nitrogen Generator | Nos | 840510 | 18.00 | 856200.00 | Yes | Yes | No |  | finished_good | Absstem Industrial Nitrogen Plant | Buy external | No |  |  |  | Yes | Yes | Yes |  | Gas Generated | Nitrogen | Gas Pressure | upto 6.5 Barg( Higher options Available) | Flow @ 95 % | 84 Nm3/hr | Flow @ 97 % | 76 Nm3/hr | Flow @ 98 % | 68 Nm3/hr | Flow @ 99 % | 63 Nm3/hr | Flow @ 99.5 % | 55 Nm3/hr | Flow @ 99.9 % | 50 Nm3/hr | Flow @ 99.95 % | 42 Nm3/hr | Compressed Air Requirement | 112 CFM | Module | PSA Plant | Air Compressor | Dryer & A.R
AT • ABSSTEM Technologies LLP | nGEN 30 -AT | nGEN 30 | Nitrogen Generator | nGen Nitrogen Generator | Nos | 840510 | 18.00 | 933900.00 | Yes | Yes | No |  | finished_good | Absstem Industrial Nitrogen Plant | Buy external | No |  |  |  | Yes | Yes | Yes |  | Gas Generated | Nitrogen | Gas Pressure | upto 6.5 Barg( Higher options Available) | Flow @ 95 % | 93 Nm3/hr | Flow @ 97 % | 84 Nm3/hr | Flow @ 98 % | 75 Nm3/hr | Flow @ 99 % | 69 Nm3/hr | Flow @ 99.5 % | 61 Nm3/hr | Flow @ 99.9 % | 55 Nm3/hr | Flow @ 99.95 % | 47 Nm3/hr | Compressed Air Requirement | 124 CFM | Module | PSA Plant | Air Compressor | Dryer & A.R
AT • ABSSTEM Technologies LLP | nGEN 30 P -AT | nGEN 30 P | Nitrogen Generator | nGen Nitrogen Generator | Nos | 840510 | 18.00 | 933900.00 | Yes | Yes | No |  | finished_good | Absstem Industrial Nitrogen Plant | Buy external | No |  |  |  | Yes | Yes | Yes |  | Gas Generated | Nitrogen | Gas Pressure | upto 6.5 Barg( Higher options Available) | Flow @ 99.99 % | 31 Nm3/hr | Flow @ 99.995 % | 23 Nm3/hr | Flow @ 99.999 % | 18 Nm3/hr | Flow @ 99.9995 % | 14 Nm3/hr | Compressed Air Requirement | 124 CFM | Module | High Purity PSA system Only | Air Compressor | Dryer & A.R
AT • ABSSTEM Technologies LLP | nGEN 30 ST -AT | 3500 L | Nitrogen Generator | nGen Gas Storage | Nos | 840510 | 18.00 | 112000.00 | Yes | Yes | No |  | finished_good | Nitrogen Plant Gas Storage Vessel | Buy external | No |  |  |  | Yes | Yes | Yes |  | Water Volume | 3500 Liters | Gas Stored | Nitrogen | Gas Stored Volume | 19.25 M3 | Working Pressure | 5.5 Barg | Hydrotest Pressure | 9 Barg
AT • ABSSTEM Technologies LLP | nGEN 40 -AT | nGEN 40 | Nitrogen Generator | nGen Nitrogen Generator | Nos | 840510 | 18.00 | 1040400.00 | Yes | Yes | No |  | finished_good | Absstem Industrial Nitrogen Plant | Buy external | No |  |  |  | Yes | Yes | Yes |  | Gas Generated | Nitrogen | Gas Pressure | upto 6.5 Barg( Higher options Available) | Flow @ 95 % | 107 Nm3/hr | Flow @ 97 % | 98 Nm3/hr | Flow @ 98 % | 87 Nm3/hr | Flow @ 99 % | 80 Nm3/hr | Flow @ 99.5 % | 71 Nm3/hr | Flow @ 99.9 % | 64 Nm3/hr | Flow @ 99.95 % | 54 Nm3/hr | Compressed Air Requirement | 144 CFM | Module | PSA Plant | Air Compressor | Dryer & A.R
AT • ABSSTEM Technologies LLP | nGEN 40 P -AT | nGEN 40 P | Nitrogen Generator | nGen Nitrogen Generator | Nos | 840510 | 18.00 | 1040400.00 | Yes | Yes | No |  | finished_good | Absstem Industrial Nitrogen Plant | Buy external | No |  |  |  | Yes | Yes | Yes |  | Gas Generated | Nitrogen | Gas Pressure | upto 6.5 Barg( Higher options Available) | Flow @ 99.99 % | 36 Nm3/hr | Flow @ 99.995 % | 27 Nm3/hr | Flow @ 99.999 % | 20 Nm3/hr | Flow @ 99.9995 % | 16 Nm3/hr | Compressed Air Requirement | 144 CFM | Module | High Purity PSA system Only | Air Compressor | Dryer & A.R
AT • ABSSTEM Technologies LLP | nGEN 40 ST -AT | 4000 L | Nitrogen Generator | nGen Gas Storage | Nos | 840510 | 18.00 | 137000.00 | Yes | Yes | No |  | finished_good | Nitrogen Plant Gas Storage Vessel | Buy external | No |  |  |  | Yes | Yes | Yes |  | Water Volume | 4000 Liters | Gas Stored | Nitrogen | Gas Stored Volume | 22 M3 | Working Pressure | 5.5 Barg | Hydrotest Pressure | 9 Barg
AT • ABSSTEM Technologies LLP | nGEN 50 -AT | nGEN 50 | Nitrogen Generator | nGen Nitrogen Generator | Nos | 840510 | 18.00 | 1133000.00 | Yes | Yes | No |  | finished_good | Absstem Industrial Nitrogen Plant | Buy external | No |  |  |  | Yes | Yes | Yes |  | Gas Generated | Nitrogen | Gas Pressure | upto 6.5 Barg( Higher options Available) | Flow @ 95 % | 121 Nm3/hr | Flow @ 97 % | 110 Nm3/hr | Flow @ 98 % | 98 Nm3/hr | Flow @ 99 % | 90 Nm3/hr | Flow @ 99.5 % | 80 Nm3/hr | Flow @ 99.9 % | 72 Nm3/hr | Flow @ 99.95 % | 61 Nm3/hr | Compressed Air Requirement | 162 CFM | Module | PSA Plant | Air Compressor | Dryer & A.R
AT • ABSSTEM Technologies LLP | nGEN 50 P -AT | nGEN 50 P | Nitrogen Generator | nGen Nitrogen Generator | Nos | 840510 | 18.00 | 1133000.00 | Yes | Yes | No |  | finished_good | Absstem Industrial Nitrogen Plant | Buy external | No |  |  |  | Yes | Yes | Yes |  | Gas Generated | Nitrogen | Gas Pressure | upto 6.5 Barg( Higher options Available) | Flow @ 99.99 % | 40 Nm3/hr | Flow @ 99.995 % | 30 Nm3/hr | Flow @ 99.999 % | 23 Nm3/hr | Flow @ 99.9995 % | 18 Nm3/hr | Compressed Air Requirement | 162 CFM | Module | High Purity PSA system Only | Air Compressor | Dryer & A.R
AT • ABSSTEM Technologies LLP | nGEN 50 ST -AT | 5000 L | Nitrogen Generator | nGen Gas Storage | Nos | 840510 | 18.00 | 165000.00 | Yes | Yes | No |  | finished_good | Nitrogen Plant Gas Storage Vessel | Buy external | No |  |  |  | Yes | Yes | Yes |  | Water Volume | 5000 Liters | Gas Stored | Nitrogen | Gas Stored Volume | 27.5 M3 | Working Pressure | 5.5 Barg | Hydrotest Pressure | 9 Barg
AT • ABSSTEM Technologies LLP | nGEN 55 -AT | nGen 070 UH | Nitrogen Generator | nGen Nitrogen Generator | Nos | 840510 | 18.00 | 1320000.00 | Yes | Yes | No |  | finished_good | Absstem Industrial Nitrogen Plant | Buy external | No |  |  |  | Yes | Yes | Yes |  | Gas Generated | Nitrogen | Gas Pressure | upto 6.5 Barg( Higher options Available) | Flow @ 99.99 % | 75 Nm3/hr | Compressed Air Requirement | 205 CFM | Module | PSA Plant | Air Compressor | Dryer &amp;amp;amp; A.R
AT • ABSSTEM Technologies LLP | nGEN 60 -AT | nGEN 60 | Nitrogen Generator | nGen Nitrogen Generator | Nos | 840510 | 18.00 | 1283900.00 | Yes | Yes | No |  | finished_good | Absstem Industrial Nitrogen Plant | Buy external | No |  |  |  | Yes | Yes | Yes |  | Gas Generated | Nitrogen | Gas Pressure | upto 6.5 Barg( Higher options Available) | Flow @ 95 % | 150 Nm3/hr | Flow @ 97 % | 136 Nm3/hr | Flow @ 98 % | 121 Nm3/hr | Flow @ 99 % | 112 Nm3/hr | Flow @ 99.5 % | 100 Nm3/hr | Flow @ 99.9 % | 89 Nm3/hr | Flow @ 99.95 % | 75 Nm3/hr | Compressed Air Requirement | 201 CFM | Module | PSA Plant | Air Compressor | Dryer & A.R
AT • ABSSTEM Technologies LLP | nGEN 60 P -AT | nGEN 60 P | Nitrogen Generator | nGen Nitrogen Generator | Nos | 840510 | 18.00 | 1283900.00 | Yes | Yes | No |  | finished_good | Absstem Industrial Nitrogen Plant | Buy external | No |  |  |  | Yes | Yes | Yes |  | Gas Generated | Nitrogen | Gas Pressure | upto 6.5 Barg( Higher options Available) | Flow @ 99.99 % | 50 Nm3/hr | Flow @ 99.995 % | 38 Nm3/hr | Flow @ 99.999 % | 28 Nm3/hr | Flow @ 99.9995 % | 23 Nm3/hr | Compressed Air Requirement | 201 CFM | Module | High Purity PSA system Only | Air Compressor | Dryer & A.R
AT • ABSSTEM Technologies LLP | nGEN 60 ST -AT | 6000 L | Nitrogen Generator | nGen Gas Storage | Nos | 840510 | 18.00 | 192000.00 | Yes | Yes | No |  | finished_good | Nitrogen Plant Gas Storage Vessel | Buy external | No |  |  |  | Yes | Yes | Yes |  | Water Volume | 6000 Liters | Gas Stored | Nitrogen | Gas Stored Volume | 33 M3 | Working Pressure | 5.5 Barg | Hydrotest Pressure | 9 Barg
AT • ABSSTEM Technologies LLP | nGEN 65 -AT | nGEN 65 | Nitrogen Generator | nGen Nitrogen Generator | Nos | 840510 | 18.00 | 1389450.00 | Yes | Yes | No |  | finished_good | Absstem Industrial Nitrogen Plant | Buy external | No |  |  |  | Yes | Yes | Yes |  | Gas Generated | Nitrogen | Gas Pressure | upto 6.5 Barg( Higher options Available) | Flow @ 95 % | 168 Nm3/hr | Flow @ 97 % | 152 Nm3/hr | Flow @ 98 % | 135 Nm3/hr | Flow @ 99 % | 125 Nm3/hr | Flow @ 99.5 % | 110 Nm3/hr | Flow @ 99.9 % | 100 Nm3/hr | Flow @ 99.95 % | 84 Nm3/hr | Compressed Air Requirement | 225 CFM | Module | PSA Plant | Air Compressor | Dryer & A.R
AT • ABSSTEM Technologies LLP | nGEN 70 -AT | nGEN 70 | Nitrogen Generator | nGen Nitrogen Generator | Nos | 840510 | 18.00 | 1495000.00 | Yes | Yes | No |  | finished_good | Absstem Industrial Nitrogen Plant | Buy external | No |  |  |  | Yes | Yes | Yes |  | Gas Generated | Nitrogen | Gas Pressure | upto 6.5 Barg( Higher options Available) | Flow @ 95 % | 185 Nm3/hr | Flow @ 97 % | 168 Nm3/hr | Flow @ 98 % | 150 Nm3/hr | Flow @ 99 % | 138 Nm3/hr | Flow @ 99.5 % | 125 Nm3/hr | Flow @ 99.9 % | 110 Nm3/hr | Flow @ 99.95 % | 93 Nm3/hr | Compressed Air Requirement | 249 CFM | Module | PSA Plant | Air Compressor | Dryer & A.R
AT • ABSSTEM Technologies LLP | nGEN 70 P -AT | nGEN 70 P | Nitrogen Generator | nGen Nitrogen Generator | Nos | 840510 | 18.00 | 1495000.00 | Yes | Yes | No |  | finished_good | Absstem Industrial Nitrogen Plant | Buy external | No |  |  |  | Yes | Yes | Yes |  | Gas Generated | Nitrogen | Gas Pressure | upto 6.5 Barg( Higher options Available) | Flow @ 99.99 % | 62 Nm3/hr | Flow @ 99.995 % | 47 Nm3/hr | Flow @ 99.999 % | 35 Nm3/hr | Flow @ 99.9995 % | 28 Nm3/hr | Compressed Air Requirement | 249 CFM | Module | High Purity PSA system Only | Air Compressor | Dryer & A.R
AT • ABSSTEM Technologies LLP | nGEN 80 -AT | nGEN 80 | Nitrogen Generator | nGen Nitrogen Generator | Nos | 840510 | 18.00 | 1644500.00 | Yes | Yes | No |  | finished_good | Absstem Industrial Nitrogen Plant | Buy external | No |  |  |  | Yes | Yes | Yes |  | Gas Generated | Nitrogen | Gas Pressure | upto 6.5 Barg( Higher options Available) | Flow @ 95 % | 218 Nm3/hr | Flow @ 97 % | 198 Nm3/hr | Flow @ 98 % | 176 Nm3/hr | Flow @ 99 % | 163 Nm3/hr | Flow @ 99.5 % | 144 Nm3/hr | Flow @ 99.9 % | 130 Nm3/hr | Flow @ 99.95 % | 109 Nm3/hr | Compressed Air Requirement | 293 CFM | Module | PSA Plant | Air Compressor | Dryer & A.R
AT • ABSSTEM Technologies LLP | nGEN 80 P -AT | nGEN 80 P | Nitrogen Generator | nGen Nitrogen Generator | Nos | 840510 | 18.00 | 1644500.00 | Yes | Yes | No |  | finished_good | Absstem Industrial Nitrogen Plant | Buy external | No |  |  |  | Yes | Yes | Yes |  | Gas Generated | Nitrogen | Gas Pressure | upto 6.5 Barg( Higher options Available) | Flow @ 99.99 % | 73 Nm3/hr | Flow @ 99.995 % | 55 Nm3/hr | Flow @ 99.999 % | 41 Nm3/hr | Flow @ 99.9995 % | 33 Nm3/hr | Compressed Air Requirement | 293 CFM | Module | High Purity PSA system Only | Air Compressor | Dryer & A.R
AT • ABSSTEM Technologies LLP | nGEN 85 -AT | nGEN 85 | Nitrogen Generator | nGen Nitrogen Generator | Nos | 840510 | 18.00 | 1684000.00 | Yes | Yes | No |  | finished_good | Absstem Industrial Nitrogen Plant | Buy external | No |  |  |  | Yes | Yes | Yes |  | Gas Generated | Nitrogen | Gas Pressure | upto 6.5 Barg( Higher options Available) | Flow @ 95 % | 229 Nm3/hr | Flow @ 97 % | 208 Nm3/hr | Flow @ 98 % | 185 Nm3/hr | Flow @ 99 % | 171 Nm3/hr | Flow @ 99.5 % | 150 Nm3/hr | Flow @ 99.9 % | 140 Nm3/hr | Flow @ 99.95 % | 115 Nm3/hr | Compressed Air Requirement | 308 CFM | Module | PSA Plant | Air Compressor | Dryer & A.R
AT • ABSSTEM Technologies LLP | nGEN 90 -AT | nGEN 90 | Nitrogen Generator | nGen Nitrogen Generator | Nos | 840510 | 18.00 | 1955000.00 | Yes | Yes | No |  | finished_good | Absstem Industrial Nitrogen Plant | Buy external | No |  |  |  | Yes | Yes | Yes |  | Gas Generated | Nitrogen | Gas Pressure | upto 6.5 Barg( Higher options Available) | Flow @ 95 % | 268 Nm3/hr | Flow @ 97 % | 244 Nm3/hr | Flow @ 98 % | 216 Nm3/hr | Flow @ 99 % | 200 Nm3/hr | Flow @ 99.5 % | 176 Nm3/hr | Flow @ 99.9 % | 160 Nm3/hr | Flow @ 99.95 % | 134 Nm3/hr | Compressed Air Requirement | 360 CFM | Module | PSA Plant | Air Compressor | Dryer & A.R
AT • ABSSTEM Technologies LLP | nGEN 90 P -AT | nGEN 90 P | Nitrogen Generator | nGen Nitrogen Generator | Nos | 840510 | 18.00 | 1955000.00 | Yes | Yes | No |  | finished_good | Absstem Industrial Nitrogen Plant | Buy external | No |  |  |  | Yes | Yes | Yes |  | Gas Generated | Nitrogen | Gas Pressure | upto 6.5 Barg( Higher options Available) | Flow @ 99.99 % | 98 Nm3/hr | Flow @ 99.995 % | 68 Nm3/hr | Flow @ 99.999 % | 51 Nm3/hr | Flow @ 99.9995 % | 41 Nm3/hr | Compressed Air Requirement | 360 CFM | Module | High Purity PSA system Only | Air Compressor | Dryer & A.R
AT • ABSSTEM Technologies LLP | nGEN 96 -AT | nGEN 96 | Nitrogen Generator | nGen Nitrogen Generator | Nos | 840510 | 18.00 | 2232000.00 | Yes | Yes | No |  | finished_good | Absstem Industrial Nitrogen Plant | Buy external | No |  |  |  | Yes | Yes | Yes |  | Gas Generated | Nitrogen | Gas Pressure | upto 6.5 Barg( Higher options Available) | Flow @ 95 % | 305 Nm3/hr | Flow @ 97 % | 277 Nm3/hr | Flow @ 98 % | 246 Nm3/hr | Flow @ 99 % | 228 Nm3/hr | Flow @ 99.5 % | 200 Nm3/hr | Flow @ 99.9 % | 182 Nm3/hr | Flow @ 99.95 % | 153 Nm3/hr | Compressed Air Requirement | 409 CFM | Module | PSA Plant | Air Compressor | Dryer & A.R
AT • ABSSTEM Technologies LLP | nGEN 99 -AT | nGEN 99 | Nitrogen Generator | nGen Nitrogen Generator | Nos | 840510 | 18.00 | 2280000.00 | Yes | Yes | No |  | finished_good | Absstem Industrial Nitrogen Plant | Buy external | No |  |  |  | Yes | Yes | Yes |  | Gas Generated | Nitrogen | Gas Pressure | upto 6.5 Barg( Higher options Available) | Flow @ 95 % | 335 Nm3/hr | Flow @ 97 % | 304 Nm3/hr | Flow @ 98 % | 270 Nm3/hr | Flow @ 99 % | 250 Nm3/hr | Flow @ 99.5 % | 220 Nm3/hr | Flow @ 99.9 % | 200 Nm3/hr | Flow @ 99.95 % | 168 Nm3/hr | Compressed Air Requirement | 450 CFM | Module | PSA Plant | Air Compressor | Dryer & A.R
AT • ABSSTEM Technologies LLP | nGenx 01 -AT | nGenx 01 | Nitrogen Generator | nGenX | Nos | 840510 | 18.00 | 292830.00 | Yes | Yes | No |  | finished_good | Absstem Industrial Nitrogen Plant | Buy external | No |  |  |  | Yes | Yes | Yes |  | Gas Generated | Nitrogen | Gas Pressure | upto 6.5 Barg( Higher options Available) | Flow @ 95 % | 8 Nm3/Hr | Flow @ 99 % | 6 Nm3/Hr | Flow @ 99.5 % | 5.5 Nm3/Hr | Flow @ 99.9 % | 5 Nm3/Hr | Compressed Air Requirement | 12 CFM | Module | PSA Plant | Air Compressor And Drier | In your Scope / Quoted Separately
AT • ABSSTEM Technologies LLP | nGenx 01/02/04 ST | 500 L | Nitrogen Generator | nGen Gas Storage | Nos | 840510 | 18.00 | 0.00 | Yes | Yes | No |  | finished_good | Nitrogen Plant Gas Storage Vessel | Buy external | No |  |  |  | Yes | Yes | Yes |  | Water Volume | 500 Liters | Gas Stored | Nitrogen | Gas Stored Volume | 2.75 M3 | Working Pressure | 5.5 Barg | Hydrotest Pressure | 9 Barg
AT • ABSSTEM Technologies LLP | nGenx 01/02/04 ST - | 500 L | Nitrogen Generator | nGen Gas Storage | Nos | 840510 | 18.00 | 30000.00 | Yes | Yes | No |  | finished_good | Nitrogen Plant Gas Storage Vessel | Buy external | No |  |  |  | Yes | Yes | Yes |  | Water Volume | 500 Liters | Gas Stored | Nitrogen | Gas Stored Volume | 2.75 M3 | Working Pressure | 5.5 Barg | Hydrotest Pressure | 9 Barg
AT • ABSSTEM Technologies LLP | nGenx 01/02/04 ST-N | 250 L | Nitrogen Generator | nGen Gas Storage | Nos | 840510 | 18.00 | 28000.00 | Yes | Yes | No |  | finished_good | Nitrogen Plant Gas Storage Vessel | Buy external | No |  |  |  | Yes | Yes | Yes |  | Water Volume | 250 L | Gas Stored | Nitrogen | Gas Stored Volume | 1.375 M3 | Working Pressure | 5.5 Barg | Hydrotest Pressure | 9 Barg
AT • ABSSTEM Technologies LLP | nGenx 02 -AT | nGenx 02 | Nitrogen Generator | nGenX | Nos | 840510 | 18.00 | 325500.00 | Yes | Yes | No |  | finished_good | Absstem Industrial Nitrogen Plant | Buy external | No |  |  |  | Yes | Yes | Yes |  | Gas Generated | Nitrogen | Gas Pressure | upto 6.5 Barg( Higher options Available) | Flow @ 95 % | 12 Nm3/Hr | Flow @ 99 % | 9 Nm3/Hr | Flow @ 99.5 % | 8 Nm3/Hr | Flow @ 99.9 % | 7 Nm3/Hr | Compressed Air Requirement | 16 CFM | Module | PSA Plant | Air Compressor And Drier | In your Scope / Quoted Separately
AT • ABSSTEM Technologies LLP | nGenx 04 -AT | nGenx 04 | Nitrogen Generator | nGenX | Nos | 840510 | 18.00 | 355189.00 | Yes | Yes | No |  | finished_good | Absstem Industrial Nitrogen Plant | Buy external | No |  |  |  | Yes | Yes | Yes |  | Gas Generated | Nitrogen | Gas Pressure | upto 6.5 Barg( Higher options Available) | Flow @ 95 % | 17 Nm3/Hr | Flow @ 99 % | 13 Nm3/Hr | Flow @ 99.5 % | 11 Nm3/Hr | Flow @ 99.9 % | 10 Nm3/Hr | Compressed Air Requirement | 25 CFM | Module | PSA Plant | Air Compressor And Drier | In your Scope / Quoted Separately
AT • ABSSTEM Technologies LLP | nGenx 05 -AT | nGenx 05 | Nitrogen Generator | nGenX | Nos | 840510 | 18.00 | 404397.00 | Yes | Yes | No |  | finished_good | Absstem Industrial Nitrogen Plant | Buy external | No |  |  |  | Yes | Yes | Yes |  | Gas Generated | Nitrogen | Gas Pressure | upto 6.5 Barg( Higher options Available) | Flow @ 95 % | 25 Nm3/Hr | Flow @ 99 % | 20 Nm3/Hr | Flow @ 99.5 % | 17 Nm3/Hr | Flow @ 99.9 % | 15 Nm3/Hr | Compressed Air Requirement | 37 CFM | Module | PSA Plant | Air Compressor And Drier | In your Scope / Quoted Separately
AT • ABSSTEM Technologies LLP | nGenx 07 -AT | nGenx 07 | Nitrogen Generator | nGenX | Nos | 840510 | 18.00 | 452771.00 | Yes | Yes | No |  | finished_good | Absstem Industrial Nitrogen Plant | Buy external | No |  |  |  | Yes | Yes | Yes |  | Gas Generated | Nitrogen | Gas Pressure | upto 6.5 Barg( Higher options Available) | Flow @ 95 % | 34 Nm3/Hr | Flow @ 99 % | 25 Nm3/Hr | Flow @ 99.5 % | 22 Nm3/Hr | Flow @ 99.9 % | 20 Nm3/Hr | Compressed Air Requirement | 50 CFM | Module | PSA Plant | Air Compressor And Drier | In your Scope / Quoted Separately
AT • ABSSTEM Technologies LLP | nGenx 08 -AT | nGenx 08 | Nitrogen Generator | nGenX | Nos | 840510 | 18.00 | 490552.00 | Yes | Yes | No |  | finished_good | Absstem Industrial Nitrogen Plant | Buy external | No |  |  |  | Yes | Yes | Yes |  | Gas Generated | Nitrogen | Gas Pressure | upto 6.5 Barg( Higher options Available) | Flow @ 95 % | 42 Nm3/Hr | Flow @ 99 % | 32 Nm3/Hr | Flow @ 99.5 % | 30 Nm3/Hr | Flow @ 99.9 % | 25 Nm3/Hr | Compressed Air Requirement | 62 CFM | Module | PSA Plant | Air Compressor And Drier | In your Scope / Quoted Separately
AT • ABSSTEM Technologies LLP | nGenx 10 -AT | nGenx 10 | Nitrogen Generator | nGenX | Nos | 840510 | 18.00 | 538927.00 | Yes | Yes | No |  | finished_good | Absstem Industrial Nitrogen Plant | Buy external | No |  |  |  | Yes | Yes | Yes |  | Gas Generated | Nitrogen | Gas Pressure | upto 6.5 Barg( Higher options Available) | Flow @ 95 % | 50 Nm3/Hr | Flow @ 99 % | 40 Nm3/Hr | Flow @ 99.5 % | 33 Nm3/Hr | Flow @ 99.9 % | 30 Nm3/Hr | Compressed Air Requirement | 75 CFM | Module | PSA Plant | Air Compressor And Drier | In your Scope / Quoted Separately
AT • ABSSTEM Technologies LLP | nGenx 15 -AT | nGenx 15 | Nitrogen Generator | nGenX | Nos | 840510 | 18.00 | 634582.00 | Yes | Yes | No |  | finished_good | Absstem Industrial Nitrogen Plant | Buy external | No |  |  |  | Yes | Yes | Yes |  | Gas Generated | Nitrogen | Gas Pressure | upto 6.5 Barg( Higher options Available) | Flow @ 95 % | 67 Nm3/Hr | Flow @ 99 % | 50 Nm3/Hr | Flow @ 99.5 % | 44 Nm3/Hr | Flow @ 99.9 % | 40 Nm3/Hr | Compressed Air Requirement | 99 CFM | Module | PSA Plant | Air Compressor And Drier | In your Scope / Quoted Separately
AT • ABSSTEM Technologies LLP | nGenx 25 -AT | nGenx 25 | Nitrogen Generator | nGenX | Nos | 840510 | 18.00 | 765248.00 | Yes | Yes | No |  | finished_good | Absstem Industrial Nitrogen Plant | Buy external | No |  |  |  | Yes | Yes | Yes |  | Gas Generated | Nitrogen | Gas Pressure | upto 6.5 Barg( Higher options Available) | Flow @ 95 % | 84 Nm3/Hr | Flow @ 99 % | 63 Nm3/Hr | Flow @ 99.5 % | 55 Nm3/Hr | Flow @ 99.9 % | 50 Nm3/Hr | Compressed Air Requirement | 124 CFM | Module | PSA Plant | Air Compressor And Drier | In your Scope / Quoted Separately
AT • ABSSTEM Technologies LLP | nGenx 60 -AT | nGenx 60 | Nitrogen Generator | nGenX | Nos | 840510 | 18.00 | 1032483.00 | Yes | Yes | No |  | finished_good | Absstem Industrial Nitrogen Plant | Buy external | No |  |  |  | Yes | Yes | Yes |  | Gas Generated | Nitrogen | Gas Pressure | upto 6.5 Barg( Higher options Available) | Flow @ 95 % | 134 Nm3/Hr | Flow @ 99 % | 100 Nm3/Hr | Flow @ 99.5 % | 88 Nm3/Hr | Flow @ 99.9 % | 80 Nm3/Hr | Compressed Air Requirement | 199 CFM | Module | PSA Plant | Air Compressor And Drier | In your Scope / Quoted Separately
AT • ABSSTEM Technologies LLP | nGenx 65 -AT | nGenx 65 | Nitrogen Generator | nGenX | Nos | 840510 | 18.00 | 1198468.00 | Yes | Yes | No |  | finished_good | Absstem Industrial Nitrogen Plant | Buy external | No |  |  |  | Yes | Yes | Yes |  | Gas Generated | Nitrogen | Gas Pressure | upto 6.5 Barg( Higher options Available) | Flow @ 95 % | 168 Nm3/Hr | Flow @ 99 % | 125 Nm3/Hr | Flow @ 99.5 % | 111 Nm3/Hr | Flow @ 99.9 % | 100 Nm3/Hr | Compressed Air Requirement | 248 CFM | Module | PSA Plant | Air Compressor And Drier | In your Scope / Quoted Separately
AI • Absstem Industrial Solutions Private Limited | ACSC003F | C003F0014 | Air System | Compressed Air System | Nos | 84148090 | 18.00 | 380000.00 | Yes | Yes | No |  | finished_good | Compressed Air System | Buy external | No |  |  |  | Yes | Yes | Yes |  | Air Compressor KW | 3 KW | Air Compressor Make | Atlas Copco/ Ingersoll Rand/ Gardner Denver/ As per Demand | Air Dryer | Included | Dry Air Storage | 200 Liters Included | Interconnecting Piping | Included | Pre filter | Included | Dry Air Generated | 14 CFM | Air Pressure | 7.5 Barg | POWER SUPPLY | 400 V 3 Phase 50 Hz
AI • Absstem Industrial Solutions Private Limited | ACSC004F | C004F0020 | Air System | Compressed Air System | Nos | 84148090 | 18.00 | 395000.00 | Yes | Yes | No |  | finished_good | Compressed Air System | Buy external | No |  |  |  | Yes | Yes | Yes |  | Air Compressor KW | 4 KW | Air Compressor Make | Atlas Copco/ Ingersoll Rand/ Gardner Denver/ As per Demand | Air Dryer | Included | Dry Air Storage | 200 Liters Included | Interconnecting Piping | Included | Pre filter | Included | Dry Air Generated | 20 CFM | Air Pressure | 7.5 Barg | POWER SUPPLY | 400 V 3 Phase 50 Hz
AI • Absstem Industrial Solutions Private Limited | ACSC005F | C005F0027 | Air System | Compressed Air System | Nos | 84148090 | 18.00 | 415000.00 | Yes | Yes | No |  | finished_good | Compressed Air System | Buy external | No |  |  |  | Yes | Yes | Yes |  | Air Compressor KW | 5.5 KW | Air Compressor Make | Atlas Copco/ Ingersoll Rand/ Gardner Denver/ As per Demand | Air Dryer | Included | Dry Air Storage | 200 Liters Included | Interconnecting Piping | Included | Pre filter | Included | Dry Air Generated | 27 CFM | Air Pressure | 7.5 Barg | POWER SUPPLY | 400 V 3 Phase 50 Hz
AI • Absstem Industrial Solutions Private Limited | ACSC007F | C007F0046 | Air System | Compressed Air System | Nos | 84148090 | 18.00 | 640000.00 | Yes | Yes | No |  | finished_good | Compressed Air System | Buy external | No |  |  |  | Yes | Yes | Yes |  | Air Compressor KW | 7.5 KW | Air Compressor Make | Atlas Copco/ Ingersoll Rand/ Gardner Denver/ As per Demand | Air Dryer | Included | Dry Air Storage | 500 Liters Included | Interconnecting Piping | Included | Pre filter | Included | Dry Air Generated | 46 CFM | Air Pressure | 7.5 Barg | POWER SUPPLY | 400 V 3 Phase 50 Hz
AI • Absstem Industrial Solutions Private Limited | ACSC011F | C011F0066 | Air System | Compressed Air System | Nos | 84148090 | 18.00 | 675000.00 | Yes | Yes | No |  | finished_good | Compressed Air System | Buy external | No |  |  |  | Yes | Yes | Yes |  | Air Compressor KW | 11 KW | Air Compressor Make | Atlas Copco/ Ingersoll Rand/ Gardner Denver/ As per Demand | Air Dryer | Included | Dry Air Storage | 500 Liters Included | Interconnecting Piping | Included | Pre filter | Included | Dry Air Generated | 66 CFM | Air Pressure | 7.5 Barg | POWER SUPPLY | 400 V 3 Phase 50 Hz
AI • Absstem Industrial Solutions Private Limited | ACSC015F | C015F0094 | Air System | Compressed Air System | Nos | 84148090 | 18.00 | 820000.00 | Yes | Yes | No |  | finished_good | Compressed Air System | Buy external | No |  |  |  | Yes | Yes | Yes |  | Air Compressor KW | 15 KW | Air Compressor Make | Atlas Copco/ Ingersoll Rand/ Gardner Denver/ As per Demand | Air Dryer | Included | Dry Air Storage | 700 Liters Included | Interconnecting Piping | Included | Pre filter | Included | Dry Air Generated | 94 CFM | Air Pressure | 7.5 Barg | POWER SUPPLY | 400 V 3 Phase 50 Hz
AI • Absstem Industrial Solutions Private Limited | ACSC018F | C018F0113 | Air System | Compressed Air System | Nos | 84148090 | 18.00 | 950000.00 | Yes | Yes | No |  | finished_good | Compressed Air System | Buy external | No |  |  |  | Yes | Yes | Yes |  | Air Compressor KW | 18.5 KW | Air Compressor Make | Atlas Copco/ Ingersoll Rand/ Gardner Denver/ As per Demand | Air Dryer | Included | Dry Air Storage | 1000 Liters Included | Interconnecting Piping | Included | Pre filter | Included | Dry Air Generated | 113 CFM | Air Pressure | 7.5 Barg | POWER SUPPLY | 400 V 3 Phase 50 Hz
AI • Absstem Industrial Solutions Private Limited | ACSC022E | C022E0145 | Air System | Compressed Air System | Nos | 84148090 | 18.00 | 1205000.00 | Yes | Yes | No |  | finished_good | Compressed Air System | Buy external | No |  |  |  | Yes | Yes | Yes |  | Air Compressor KW | 22 KW | Air Compressor Make | Atlas Copco/ Ingersoll Rand/ Gardner Denver/ As per Demand | Air Dryer | Included | Dry Air Storage | 1500 Liters Included | Interconnecting Piping | Included | Pre filter | Included | Dry Air Generated | 145 CFM | Air Pressure | 7.5 Barg | POWER SUPPLY | 400 V 3 Phase 50 Hz
AI • Absstem Industrial Solutions Private Limited | ACSC022F | C022F0127 | Air System | Compressed Air System | Nos | 84148090 | 18.00 | 975000.00 | Yes | Yes | No |  | finished_good | Compressed Air System | Buy external | No |  |  |  | Yes | Yes | Yes |  | Air Compressor KW | 22 KW | Air Compressor Make | Atlas Copco/ Ingersoll Rand/ Gardner Denver/ As per Demand | Air Dryer | Included | Dry Air Storage | 1000 Liters Included | Interconnecting Piping | Included | Pre filter | Included | Dry Air Generated | 127 CFM | Air Pressure | 7.5 Barg | POWER SUPPLY | 400 V 3 Phase 50 Hz
AI • Absstem Industrial Solutions Private Limited | ACSC026F | C026F0171 | Air System | Compressed Air System | Nos | 84148090 | 18.00 | 1595000.00 | Yes | Yes | No |  | finished_good | Compressed Air System | Buy external | No |  |  |  | Yes | Yes | Yes |  | Air Compressor KW | 26 KW | Air Compressor Make | Atlas Copco/ Ingersoll Rand/ Gardner Denver/ As per Demand | Air Dryer | Included | Dry Air Storage | 1500 Liters Included | Interconnecting Piping | Included | Pre filter | Included | Dry Air Generated | 171 CFM | Air Pressure | 7.5 Barg | POWER SUPPLY | 400 V 3 Phase 50 Hz
AI • Absstem Industrial Solutions Private Limited | ACSC030F | C030F0205 | Air System | Compressed Air System | Nos | 84148090 | 18.00 | 1755000.00 | Yes | Yes | No |  | finished_good | Compressed Air System | Buy external | No |  |  |  | Yes | Yes | Yes |  | Air Compressor KW | 30 KW | Air Compressor Make | Atlas Copco/ Ingersoll Rand/ Gardner Denver/ As per Demand | Air Dryer | Included | Dry Air Storage | 2000 Liters Included | Interconnecting Piping | Included | Pre filter | Included | Dry Air Generated | 205 CFM | Air Pressure | 7.5 Barg | POWER SUPPLY | 400 V 3 Phase 50 Hz
AI • Absstem Industrial Solutions Private Limited | ACSC037F | C037F0250 | Air System | Compressed Air System | Nos | 84148090 | 18.00 | 1810000.00 | Yes | Yes | No |  | finished_good | Compressed Air System | Buy external | No |  |  |  | Yes | Yes | Yes |  | Air Compressor KW | 37 KW | Air Compressor Make | Atlas Copco/ Ingersoll Rand/ Gardner Denver/ As per Demand | Air Dryer | Included | Dry Air Storage | 2500 Liters Included | Interconnecting Piping | Included | Pre filter | Included | Dry Air Generated | 254 CFM | Air Pressure | 7.5 Barg | POWER SUPPLY | 400 V 3 Phase 50 Hz
AI • Absstem Industrial Solutions Private Limited | ACSC044E | C044F0290 | Air System | Compressed Air System | Nos | 84148090 | 18.00 | 2410000.00 | Yes | Yes | No |  | finished_good | Compressed Air System | Buy external | No |  |  |  | Yes | Yes | Yes |  | Air Compressor KW | 22+22 KW | Air Compressor Make | Atlas Copco/ Ingersoll Rand/ Gardner Denver/ As per Demand | Air Dryer | Included | Dry Air Storage | 3000 Liters Included | Interconnecting Piping | Included | Pre filter | Included | Dry Air Generated | 290 CFM | Air Pressure | 7.5 Barg | POWER SUPPLY | 400 V 3 Phase 50 Hz
AI • Absstem Industrial Solutions Private Limited | ACSC045E | C045E0315 | Air System | Compressed Air System | Nos | 84148090 | 18.00 | 2597000.00 | Yes | Yes | No |  | finished_good | Compressed Air System | Buy external | No |  |  |  | Yes | Yes | Yes |  | Air Compressor KW | 45 KW | Air Compressor Make | Atlas Copco/ Ingersoll Rand/ Gardner Denver/ As per Demand | Air Dryer | Included | Dry Air Storage | 2500 Liters Included | Interconnecting Piping | Included | Pre filter | Included | Dry Air Generated | 315 CFM | Air Pressure | 7.5 Barg | POWER SUPPLY | 400 V 3 Phase 50 Hz
AI • Absstem Industrial Solutions Private Limited | ACSC045F | C045F0275 | Air System | Compressed Air System | Nos | 84148090 | 18.00 | 2090000.00 | Yes | Yes | No |  | finished_good | Compressed Air System | Buy external | No |  |  |  | Yes | Yes | Yes |  | Air Compressor KW | 45 KW | Air Compressor Make | Atlas Copco/ Ingersoll Rand/ Gardner Denver/ As per Demand | Air Dryer | Included | Dry Air Storage | 2500 Liters Included | Interconnecting Piping | Included | Pre filter | Included | Dry Air Generated | 275 CFM | Air Pressure | 7.5 Barg | POWER SUPPLY | 400 V 3 Phase 50 Hz
AI • Absstem Industrial Solutions Private Limited | ACSC055E | C055E0390 | Air System | Compressed Air System | Nos | 84148090 | 18.00 | 2898000.00 | Yes | Yes | No |  | finished_good | Compressed Air System | Buy external | No |  |  |  | Yes | Yes | Yes |  | Air Compressor KW | 55 KW | Air Compressor Make | Atlas Copco/ Ingersoll Rand/ Gardner Denver/ As per Demand | Air Dryer | Included | Dry Air Storage | 3000 Liters Included | Interconnecting Piping | Included | Pre filter | Included | Dry Air Generated | 394 CFM | Air Pressure | 7.5 Barg | POWER SUPPLY | 400 V 3 Phase 50 Hz
AI • Absstem Industrial Solutions Private Limited | ACSC055F | C055F0360 | Air System | Compressed Air System | Nos | 84148090 | 18.00 | 2625000.00 | Yes | Yes | No |  | finished_good | Compressed Air System | Buy external | No |  |  |  | Yes | Yes | Yes |  | Air Compressor KW | 55 KW | Air Compressor Make | Atlas Copco/ Ingersoll Rand/ Gardner Denver/ As per Demand | Air Dryer | Included | Dry Air Storage | 3000 Liters Included | Interconnecting Piping | Included | Pre filter | Included | Dry Air Generated | 360 CFM | Air Pressure | 7.5 Barg | POWER SUPPLY | 400 V 3 Phase 50 Hz
AI • Absstem Industrial Solutions Private Limited | ACSC075F | C075F0520 | Air System | Compressed Air System | Nos | 84148090 | 18.00 | 2925000.00 | Yes | Yes | No |  | finished_good | Compressed Air System | Buy external | No |  |  |  | Yes | Yes | Yes |  | Air Compressor KW | 75 KW | Air Compressor Make | Atlas Copco/ Ingersoll Rand/ Gardner Denver/ As per Demand | Air Dryer | Included | Dry Air Storage | 4000 Liters Included | Interconnecting Piping | Included | Pre filter | Included | Dry Air Generated | 520 CFM | Air Pressure | 7.5 Barg | POWER SUPPLY | 400 V 3 Phase 50 Hz
AI • Absstem Industrial Solutions Private Limited | ACSC090F | C090F0600 | Air System | Compressed Air System | Nos | 84148090 | 18.00 | 3415000.00 | Yes | Yes | No |  | finished_good | Compressed Air System | Buy external | No |  |  |  | Yes | Yes | Yes |  | Air Compressor KW | 90 KW | Air Compressor Make | Atlas Copco/ Ingersoll Rand/ Gardner Denver/ As per Demand | Air Dryer | Included | Dry Air Storage | 5000 Liters Included | Interconnecting Piping | Included | Pre filter | Included | Dry Air Generated | 602 CFM | Air Pressure | 7.5 Barg | POWER SUPPLY | 400 V 3 Phase 50 Hz
AI • Absstem Industrial Solutions Private Limited | ACSC110F | C110F0730 | Air System | Compressed Air System | Nos | 84148090 | 18.00 | 4150000.00 | Yes | Yes | No |  | finished_good | Compressed Air System | Buy external | No |  |  |  | Yes | Yes | Yes |  | Air Compressor KW | 110 KW | Air Compressor Make | Atlas Copco/ Ingersoll Rand/ Gardner Denver/ As per Demand | Air Dryer | Included | Dry Air Storage | 6000 Liters Included | Interconnecting Piping | Included | Pre filter | Included | Dry Air Generated | 734 CFM | Air Pressure | 7.5 Barg | POWER SUPPLY | 400 V 3 Phase 50 Hz
AI • Absstem Industrial Solutions Private Limited | ACSC132F | C132F0890 | Air System | Compressed Air System | Nos | 84148090 | 18.00 | 4440000.00 | Yes | Yes | No |  | finished_good | Compressed Air System | Buy external | No |  |  |  | Yes | Yes | Yes |  | Air Compressor KW | 132 KW | Air Compressor Make | Atlas Copco/ Ingersoll Rand/ Gardner Denver/ As per Demand | Air Dryer | Included | Dry Air Storage | 7000 Liters Included | Interconnecting Piping | Included | Pre filter | Included | Dry Air Generated | 890 CFM | Air Pressure | 7.5 Barg | POWER SUPPLY | 400 V 3 Phase 50 Hz
AI • Absstem Industrial Solutions Private Limited | ACSC160F | C160F1050 | Air System | Compressed Air System | Nos | 84148090 | 18.00 | 4560000.00 | Yes | Yes | No |  | finished_good | Compressed Air System | Buy external | No |  |  |  | Yes | Yes | Yes |  | Air Compressor KW | 160 KW | Air Compressor Make | Atlas Copco/ Ingersoll Rand/ Gardner Denver/ As per Demand | Air Dryer | Included | Dry Air Storage | 8000 Liters Included | Interconnecting Piping | Included | Pre filter | Included | Dry Air Generated | 1050 CFM | Air Pressure | 7.5 Barg | POWER SUPPLY | 400 V 3 Phase 50 Hz
AI • Absstem Industrial Solutions Private Limited | ACSC180E | C180F1200 | Air System | Compressed Air System | Nos | 84148090 | 18.00 | 6830000.00 | Yes | Yes | No |  | finished_good | Compressed Air System | Buy external | No |  |  |  | Yes | Yes | Yes |  | Air Compressor KW | 90+90 KW | Air Compressor Make | Atlas Copco/ Ingersoll Rand/ Gardner Denver/ As per Demand | Air Dryer | Included | Dry Air Storage | 10000 Liters Included | Interconnecting Piping | Included | Pre filter | Included | Dry Air Generated | 1200 CFM | Air Pressure | 7.5 Barg | POWER SUPPLY | 400 V 3 Phase 50 Hz
AI • Absstem Industrial Solutions Private Limited | ACSC200E | C200E1540 | Air System | Compressed Air System | Nos | 84148090 | 18.00 | 12900000.00 | Yes | Yes | No |  | finished_good | Compressed Air System | Buy external | No |  |  |  | Yes | Yes | Yes |  | Air Compressor KW | 200 KW | Air Compressor Make | Atlas Copco/ Ingersoll Rand/ Gardner Denver/ As per Demand | Air Dryer | Included | Dry Air Storage | 15000 Liters Included | Interconnecting Piping | Included | Pre filter | Included | Dry Air Generated | 1540 CFM | Air Pressure | 7.5 Barg | POWER SUPPLY | 400 V 3 Phase 50 Hz
AI • Absstem Industrial Solutions Private Limited | ACSC200F | C200F1330 | Air System | Compressed Air System | Nos | 84148090 | 18.00 | 7565000.00 | Yes | Yes | No |  | finished_good | Compressed Air System | Buy external | No |  |  |  | Yes | Yes | Yes |  | Air Compressor KW | 110+90 KW | Air Compressor Make | Atlas Copco/ Ingersoll Rand/ Gardner Denver/ As per Demand | Air Dryer | Included | Dry Air Storage | 11000 Liters Included | Interconnecting Piping | Included | Pre filter | Included | Dry Air Generated | 1332 CFM | Air Pressure | 7.5 Barg | POWER SUPPLY | 400 V 3 Phase 50 Hz
AI • Absstem Industrial Solutions Private Limited | ACSC220F | C220F1460 | Air System | Compressed Air System | Nos | 84148090 | 18.00 | 8300000.00 | Yes | Yes | No |  | finished_good | Compressed Air System | Buy external | No |  |  |  | Yes | Yes | Yes |  | Air Compressor KW | 110+110 KW | Air Compressor Make | Atlas Copco/ Ingersoll Rand/ Gardner Denver/ As per Demand | Air Dryer | Included | Dry Air Storage | 12000 Liters Included | Interconnecting Piping | Included | Pre filter | Included | Dry Air Generated | 1460 CFM | Air Pressure | 7.5 Barg | POWER SUPPLY | 400 V 3 Phase 50 Hz
AI • Absstem Industrial Solutions Private Limited | ACSC250E | C250E1900 | Air System | Compressed Air System | Nos | 84148090 | 18.00 | 13300000.00 | Yes | Yes | No |  | finished_good | Compressed Air System | Buy external | No |  |  |  | Yes | Yes | Yes |  | Air Compressor KW | 250 KW | Air Compressor Make | Atlas Copco/ Ingersoll Rand/ Gardner Denver/ As per Demand | Air Dryer | Included | Dry Air Storage | 15000 Liters Included | Interconnecting Piping | Included | Pre filter | Included | Dry Air Generated | 1911 CFM | Air Pressure | 7.5 Barg | POWER SUPPLY | 400 V 3 Phase 50 Hz
AI • Absstem Industrial Solutions Private Limited | ACSC250F | C250F1800 | Air System | Compressed Air System | Nos | 84148090 | 18.00 | 12200000.00 | Yes | Yes | No |  | finished_good | Compressed Air System | Buy external | No |  |  |  | Yes | Yes | Yes |  | Air Compressor KW | 250 KW | Air Compressor Make | Atlas Copco/ Ingersoll Rand/ Gardner Denver/ As per Demand | Air Dryer | Included | Dry Air Storage | 15000 Liters Included | Interconnecting Piping | Included | Pre filter | Included | Dry Air Generated | 1773 CFM | Air Pressure | 7.5 Barg | POWER SUPPLY | 400 V 3 Phase 50 Hz
AI • Absstem Industrial Solutions Private Limited | ACSC264F | C260F1800 | Air System | Compressed Air System | Nos | 84148090 | 18.00 | 8900000.00 | Yes | Yes | No |  | finished_good | Compressed Air System | Buy external | No |  |  |  | Yes | Yes | Yes |  | Air Compressor KW | 132+132 KW | Air Compressor Make | Atlas Copco/ Ingersoll Rand/ Gardner Denver/ As per Demand | Air Dryer | Included | Dry Air Storage | 14000 Liters Included | Interconnecting Piping | Included | Pre filter | Included | Dry Air Generated | 1780 CFM | Air Pressure | 7.5 Barg | POWER SUPPLY | 400 V 3 Phase 50 Hz
AI • Absstem Industrial Solutions Private Limited | ACSC315E | C315E2300 | Air System | Compressed Air System | Nos | 84148090 | 18.00 | 15920000.00 | Yes | Yes | No |  | finished_good | Compressed Air System | Buy external | No |  |  |  | Yes | Yes | Yes |  | Air Compressor KW | 315 KW | Air Compressor Make | Atlas Copco/ Ingersoll Rand/ Gardner Denver/ As per Demand | Air Dryer | Included | Dry Air Storage | 15000 Liters Included | Interconnecting Piping | Included | Pre filter | Included | Dry Air Generated | 2295 CFM | Air Pressure | 7.5 Barg | POWER SUPPLY | 400 V 3 Phase 50 Hz
AI • Absstem Industrial Solutions Private Limited | ACSC315F | C315F2200 | Air System | Compressed Air System | Nos | 84148090 | 18.00 | 14560000.00 | Yes | Yes | No |  | finished_good | Compressed Air System | Buy external | No |  |  |  | Yes | Yes | Yes |  | Air Compressor KW | 315 KW | Air Compressor Make | Atlas Copco/ Ingersoll Rand/ Gardner Denver/ As per Demand | Air Dryer | Included | Dry Air Storage | 15000 Liters Included | Interconnecting Piping | Included | Pre filter | Included | Dry Air Generated | 2225 CFM | Air Pressure | 7.5 Barg | POWER SUPPLY | 400 V 3 Phase 50 Hz
AI • Absstem Industrial Solutions Private Limited | ACSC320F | C320F2100 | Air System | Compressed Air System | Nos | 84148090 | 18.00 | 9120000.00 | Yes | Yes | No |  | finished_good | Compressed Air System | Buy external | No |  |  |  | Yes | Yes | Yes |  | Air Compressor KW | 160+160 KW | Air Compressor Make | Atlas Copco/ Ingersoll Rand/ Gardner Denver/ As per Demand | Air Dryer | Included | Dry Air Storage | 16000 Liters Included | Interconnecting Piping | Included | Pre filter | Included | Dry Air Generated | 2100 CFM | Air Pressure | 7.5 Barg | POWER SUPPLY | 400 V 3 Phase 50 Hz
AI • Absstem Industrial Solutions Private Limited | ACSC355E | C355E2500 | Air System | Compressed Air System | Nos | 84148090 | 18.00 | 16880000.00 | Yes | Yes | No |  | finished_good | Compressed Air System | Buy external | No |  |  |  | Yes | Yes | Yes |  | Air Compressor KW | 355 KW | Air Compressor Make | Atlas Copco/ Ingersoll Rand/ Gardner Denver/ As per Demand | Air Dryer | Included | Dry Air Storage | 15000 Liters Included | Interconnecting Piping | Included | Pre filter | Included | Dry Air Generated | 2507 CFM | Air Pressure | 7.5 Barg | POWER SUPPLY | 400 V 3 Phase 50 Hz
AI • Absstem Industrial Solutions Private Limited | ACSC355F | C355F2400 | Air System | Compressed Air System | Nos | 84148090 | 18.00 | 15440000.00 | Yes | Yes | No |  | finished_good | Compressed Air System | Buy external | No |  |  |  | Yes | Yes | Yes |  | Air Compressor KW | 355 KW | Air Compressor Make | Atlas Copco/ Ingersoll Rand/ Gardner Denver/ As per Demand | Air Dryer | Included | Dry Air Storage | 15000 Liters Included | Interconnecting Piping | Included | Pre filter | Included | Dry Air Generated | 2384 CFM | Air Pressure | 7.5 Barg | POWER SUPPLY | 400 V 3 Phase 50 Hz
AI • Absstem Industrial Solutions Private Limited | AIS0028ST | AI-250L | Storage Vessel | Gas Storage Vessel | Nos | 73110090 | 18.00 | 38000.00 | Yes | No | No |  | finished_good | Gas Storage Vessel | Buy external | No |  |  |  | Yes | Yes | Yes |  | Water Volume | 250 Litres | Gas Stored | Nitrogen/Oxygen | Design Standard | ASME Sec. VIII Div.1 Pressure Vessel Design | Working Pressure | 8 Barg | Hydrotest Pressure | 13.2 Barg | Accessories Included | Pressure Guage Safety Valve Manual Drain Additional Port for Other Instruments | Material of Construction | IS2062 Gr.B | Gas Stored Volume | 1.625 M3 | Corrosion Allowance | 1.5 MM
AI • Absstem Industrial Solutions Private Limited | AIS0058ST | AI-500L | Storage Vessel | Gas Storage Vessel | Nos | 73110090 | 18.00 | 60000.00 | Yes | No | No |  | finished_good | Gas Storage Vessel | Buy external | No |  |  |  | Yes | Yes | Yes |  | Water Volume | 500 Litres | Gas Stored | Nitrogen/Oxygen | Design Standard | ASME Sec. VIII Div.1 Pressure Vessel Design | Working Pressure | 8 Barg | Hydrotest Pressure | 13.2 Barg | Accessories Included | Pressure Guage Safety Valve Manual Drain Additional Port for Other Instruments | Material of Construction | IS2062 Gr.B | Gas Stored Volume | 3.25 M3 | Corrosion Allowance | 1.5 MM
AI • Absstem Industrial Solutions Private Limited | AIS0108ST | AI-1000L | Storage Vessel | Gas Storage Vessel | Nos | 73110090 | 18.00 | 100000.00 | Yes | No | No |  | finished_good | Gas Storage Vessel | Buy external | No |  |  |  | Yes | Yes | Yes |  | Water Volume | 1000 Litres | Gas Stored | Nitrogen/Oxygen | Design Standard | ASME Sec. VIII Div.1 Pressure Vessel Design | Working Pressure | 8 Barg | Hydrotest Pressure | 13.2 Barg | Accessories Included | Pressure Guage Safety Valve Manual Drain Additional Port for Other Instruments | Material of Construction | IS2062 Gr.B | Gas Stored Volume | 6.5 M3 | Corrosion Allowance | 1.5 MM
AI • Absstem Industrial Solutions Private Limited | AIS0158ST | AI-1500L | Storage Vessel | Gas Storage Vessel | Nos | 73110090 | 18.00 | 130000.00 | Yes | No | No |  | finished_good | Gas Storage Vessel | Buy external | No |  |  |  | Yes | Yes | Yes |  | Water Volume | 1500 Litres | Gas Stored | Nitrogen/Oxygen | Design Standard | ASME Sec. VIII Div.1 Pressure Vessel Design | Working Pressure | 8 Barg | Hydrotest Pressure | 13.2 Barg | Accessories Included | Pressure Guage Safety Valve Manual Drain Additional Port for Other Instruments | Material of Construction | IS2062 Gr.B | Gas Stored Volume | 9.75 M3 | Corrosion Allowance | 1.5 MM
AI • Absstem Industrial Solutions Private Limited | AIS0208ST | AI-2000L | Storage Vessel | Gas Storage Vessel | Nos | 73110090 | 18.00 | 160000.00 | Yes | No | No |  | finished_good | Gas Storage Vessel | Buy external | No |  |  |  | Yes | Yes | Yes |  | Water Volume | 2000 Litres | Gas Stored | Nitrogen/Oxygen | Design Standard | ASME Sec. VIII Div.1 Pressure Vessel Design | Working Pressure | 8 Barg | Hydrotest Pressure | 13.2 Barg | Accessories Included | Pressure Guage Safety Valve Manual Drain Additional Port for Other Instruments | Material of Construction | IS2062 Gr.B | Gas Stored Volume | 13 M3 | Corrosion Allowance | 1.5 MM
AI • Absstem Industrial Solutions Private Limited | AIS0258ST | AI-2500L | Storage Vessel | Gas Storage Vessel | Nos | 73110090 | 18.00 | 190000.00 | Yes | No | No |  | finished_good | Gas Storage Vessel | Buy external | No |  |  |  | Yes | Yes | Yes |  | Water Volume | 2500 Litres | Gas Stored | Nitrogen/Oxygen | Design Standard | ASME Sec. VIII Div.1 Pressure Vessel Design | Working Pressure | 8 Barg | Hydrotest Pressure | 13.2 Barg | Accessories Included | Pressure Guage Safety Valve Manual Drain Additional Port for Other Instruments | Material of Construction | IS2062 Gr.B | Gas Stored Volume | 16.25 M3 | Corrosion Allowance | 1.5 MM
AI • Absstem Industrial Solutions Private Limited | AIS0308ST | AI-3000L | Storage Vessel | Gas Storage Vessel | Nos | 73110090 | 18.00 | 210000.00 | Yes | No | No |  | finished_good | Gas Storage Vessel | Buy external | No |  |  |  | Yes | Yes | Yes |  | Water Volume | 3000 Litres | Gas Stored | Nitrogen/Oxygen | Design Standard | ASME Sec. VIII Div.1 Pressure Vessel Design | Working Pressure | 8 Barg | Hydrotest Pressure | 13.2 Barg | Accessories Included | Pressure Guage Safety Valve Manual Drain Additional Port for Other Instruments | Material of Construction | IS2062 Gr.B | Gas Stored Volume | 19.5 M3 | Corrosion Allowance | 1.5 MM
AI • Absstem Industrial Solutions Private Limited | AIS0408ST | AI-4000L | Storage Vessel | Gas Storage Vessel | Nos | 73110090 | 18.00 | 280000.00 | Yes | No | No |  | finished_good | Gas Storage Vessel | Buy external | No |  |  |  | Yes | Yes | Yes |  | Water Volume | 4000 Litres | Gas Stored | Nitrogen/Oxygen | Design Standard | ASME Sec. VIII Div.1 Pressure Vessel Design | Working Pressure | 8 Barg | Hydrotest Pressure | 13.2 Barg | Accessories Included | Pressure Guage Safety Valve Manual Drain Additional Port for Other Instruments | Material of Construction | IS2062 Gr.B | Gas Stored Volume | 26 M3 | Corrosion Allowance | 1.5 MM
AI • Absstem Industrial Solutions Private Limited | AIS0508ST | AI-5000L | Storage Vessel | Gas Storage Vessel | Nos | 73110090 | 18.00 | 360000.00 | Yes | No | No |  | finished_good | Gas Storage Vessel | Buy external | No |  |  |  | Yes | Yes | Yes |  | Water Volume | 5000 Litres | Gas Stored | Nitrogen/Oxygen | Design Standard | ASME Sec. VIII Div.1 Pressure Vessel Design | Working Pressure | 8 Barg | Hydrotest Pressure | 13.2 Barg | Accessories Included | Pressure Guage Safety Valve Manual Drain Additional Port for Other Instruments | Material of Construction | IS2062 Gr.B | Gas Stored Volume | 32.5 M3 | Corrosion Allowance | 1.5 MM
AI • Absstem Industrial Solutions Private Limited | AIS0608ST | AI-6000L | Storage Vessel | Gas Storage Vessel | Nos | 73110090 | 18.00 | 400000.00 | Yes | No | No |  | finished_good | Gas Storage Vessel | Buy external | No |  |  |  | Yes | Yes | Yes |  | Water Volume | 6000 Litres | Gas Stored | Nitrogen/Oxygen | Design Standard | ASME Sec. VIII Div.1 Pressure Vessel Design | Working Pressure | 8 Barg | Hydrotest Pressure | 13.2 Barg | Accessories Included | Pressure Guage Safety Valve Manual Drain Additional Port for Other Instruments | Material of Construction | IS2062 Gr.B | Gas Stored Volume | 39 M3 | Corrosion Allowance | 1.5 MM
AI • Absstem Industrial Solutions Private Limited | AIS0808ST | AI-8000L | Storage Vessel | Gas Storage Vessel | Nos | 73110090 | 18.00 | 560000.00 | Yes | No | No |  | finished_good | Gas Storage Vessel | Buy external | No |  |  |  | Yes | Yes | Yes |  | Water Volume | 8000 Litres | Gas Stored | Nitrogen/Oxygen | Design Standard | ASME Sec. VIII Div.1 Pressure Vessel Design | Working Pressure | 8 Barg | Hydrotest Pressure | 13.2 Barg | Accessories Included | Pressure Guage Safety Valve Manual Drain Additional Port for Other Instruments | Material of Construction | IS2062 Gr.B | Gas Stored Volume | 52 M3 | Corrosion Allowance | 1.5 MM
AI • Absstem Industrial Solutions Private Limited | AIS1008ST | AI-10000L | Storage Vessel | Gas Storage Vessel | Nos | 73110090 | 18.00 | 720000.00 | Yes | No | No |  | finished_good | Gas Storage Vessel | Buy external | No |  |  |  | Yes | Yes | Yes |  | Water Volume | 10000 Litres | Gas Stored | Nitrogen/Oxygen | Design Standard | ASME Sec. VIII Div.1 Pressure Vessel Design | Working Pressure | 8 Barg | Hydrotest Pressure | 13.2 Barg | Accessories Included | Pressure Guage Safety Valve Manual Drain Additional Port for Other Instruments | Material of Construction | IS2062 Gr.B | Gas Stored Volume | 65 M3 | Corrosion Allowance | 1.5 MM
AI • Absstem Industrial Solutions Private Limited | AIS1208ST | AI-12000L | Storage Vessel | Gas Storage Vessel | Nos | 73110090 | 18.00 | 800000.00 | Yes | No | No |  | finished_good | Gas Storage Vessel | Buy external | No |  |  |  | Yes | Yes | Yes |  | Water Volume | 12000 Litres | Gas Stored | Nitrogen/Oxygen | Design Standard | ASME Sec. VIII Div.1 Pressure Vessel Design | Working Pressure | 8 Barg | Hydrotest Pressure | 13.2 Barg | Accessories Included | Pressure Guage Safety Valve Manual Drain Additional Port for Other Instruments | Material of Construction | IS2062 Gr.B | Gas Stored Volume | 78 M3 | Corrosion Allowance | 1.5 MM
AI • Absstem Industrial Solutions Private Limited | AIS1508ST | AI-15000L | Storage Vessel | Gas Storage Vessel | Nos | 73110090 | 18.00 | 1000000.00 | Yes | No | No |  | finished_good | Gas Storage Vessel | Buy external | No |  |  |  | Yes | Yes | Yes |  | Water Volume | 15000 Litres | Gas Stored | Nitrogen/Oxygen | Design Standard | ASME Sec. VIII Div.1 Pressure Vessel Design | Working Pressure | 8 Barg | Hydrotest Pressure | 13.2 Barg | Accessories Included | Pressure Guage Safety Valve Manual Drain Additional Port for Other Instruments | Material of Construction | IS2062 Gr.B | Gas Stored Volume | 97.5 M3 | Corrosion Allowance | 1.5 MM
AI • Absstem Industrial Solutions Private Limited | AIS2008ST | AI-20000L | Storage Vessel | Gas Storage Vessel | Nos | 73110090 | 18.00 | 1300000.00 | Yes | No | No |  | finished_good | Gas Storage Vessel | Buy external | No |  |  |  | Yes | Yes | Yes |  | Water Volume | 20000 Litres | Gas Stored | Nitrogen/Oxygen | Design Standard | ASME Sec. VIII Div.1 Pressure Vessel Design | Working Pressure | 8 Barg | Hydrotest Pressure | 13.2 Barg | Accessories Included | Pressure Guage Safety Valve Manual Drain Additional Port for Other Instruments | Material of Construction | IS2062 Gr.B | Gas Stored Volume | 130 M3 | Corrosion Allowance | 1.5 MM
AI • Absstem Industrial Solutions Private Limited | EC60 | U type thimble;1 mm | Electrical Item | Thimbles | PCS |  | 18.00 | 0.00 | No | No | No |  | Part |  | Buy external | No |  |  |  | Yes | Yes | Yes
AI • Absstem Industrial Solutions Private Limited | EE1 | Display Screen,HMI-GOT,Mitsubishi-GS2107-WTBD-N,,Resistive,,24 V DC | Electrical and Electronics | Display Screen | Nos | 853710 | 18.00 | 0.00 | Yes | Yes | No |  | finished_good |  | Buy external | No |  |  |  | Yes | Yes | Yes
AI • Absstem Industrial Solutions Private Limited | EE101 | Junction Box,HENSEL - KM9105,PVC, | Electrical and Electronics | Junction Box | Nos | 85362030 | 18.00 | 0.00 | Yes | Yes | No |  | finished_good |  | Buy external | No |  |  |  | Yes | Yes | Yes
AI • Absstem Industrial Solutions Private Limited | EE105 | SMPS,6.5 Amp,230 V AC,24 V DC,Meanwell | Electrical and Electronics | SMPS | Nos | 850440 | 18.00 | 0.00 | Yes | Yes | No |  | finished_good |  | Buy external | No |  |  |  | Yes | Yes | Yes
AI • Absstem Industrial Solutions Private Limited | EE133 | PVC Tape,Red,18 mm x 6 M | Electrical and Electronics-Bulk | PVC Tape | Nos | 8546 | 18.00 | 0.00 | Yes | Yes | No |  | finished_good |  | Buy external | No |  |  |  | Yes | Yes | Yes
AI • Absstem Industrial Solutions Private Limited | EE134 | PVC Tape,Yellow,18 mm x 6 M | Electrical and Electronics-Bulk | PVC Tape | Nos | 8546 | 18.00 | 0.00 | Yes | Yes | No |  | finished_good |  | Buy external | No |  |  |  | Yes | Yes | Yes
AI • Absstem Industrial Solutions Private Limited | EE135 | PVC Tape,Black,18 mm x 6 M | Electrical and Electronics-Bulk | PVC Tape | Nos | 8546 | 18.00 | 0.00 | Yes | Yes | No |  | finished_good |  | Buy external | No |  |  |  | Yes | Yes | Yes
AI • Absstem Industrial Solutions Private Limited | EE136 | PVC Tape,Blue,18 mm x 6 M | Electrical and Electronics-Bulk | PVC Tape | Nos | 8546 | 18.00 | 0.00 | Yes | Yes | No |  | finished_good |  | Buy external | No |  |  |  | Yes | Yes | Yes
AI • Absstem Industrial Solutions Private Limited | EE137 | PVC Tape,Green,18 mm x 6 M | Electrical and Electronics-Bulk | PVC Tape | Nos | 8546 | 18.00 | 0.00 | Yes | Yes | No |  | finished_good |  | Buy external | No |  |  |  | Yes | Yes | Yes
AI • Absstem Industrial Solutions Private Limited | EE181 | Wire,1 Core,0.75 mm2,Blue,Copper,Polycab | Electrical and Electronics-Bulk | Wire | MTR | 731210 | 18.00 | 0.00 | Yes | Yes | No |  | finished_good |  | Buy external | No |  |  |  | Yes | Yes | Yes
AI • Absstem Industrial Solutions Private Limited | EE183 | Wire,1 Core,0.75 mm2,Gray,Copper,Polycab | Electrical and Electronics-Bulk | Wire | MTR | 731210 | 18.00 | 0.00 | Yes | Yes | No |  | finished_good |  | Buy external | No |  |  |  | Yes | Yes | Yes
AI • Absstem Industrial Solutions Private Limited | EE185 | Wire,1 Core,0.75 mm2,White,Copper,Polycab | Electrical and Electronics-Bulk | Wire | MTR | 731210 | 18.00 | 0.00 | Yes | Yes | No |  | finished_good |  | Buy external | No |  |  |  | Yes | Yes | Yes
AI • Absstem Industrial Solutions Private Limited | EE186 | Wire,1 Core,0.75 mm2,Yellow,Copper,Polycab | Electrical and Electronics-Bulk | Wire | MTR | 731210 | 18.00 | 0.00 | Yes | Yes | No |  | finished_good |  | Buy external | No |  |  |  | Yes | Yes | Yes
AI • Absstem Industrial Solutions Private Limited | EE187 | Wire,1 Core,0.75 mm2,Green,Copper,Polycab | Electrical and Electronics-Bulk | Wire | MTR | 731210 | 18.00 | 0.00 | Yes | Yes | No |  | finished_good |  | Buy external | No |  |  |  | Yes | Yes | Yes
AI • Absstem Industrial Solutions Private Limited | EE188 | Wire,1 Core,1 mm2,Black,Copper,Polycab | Electrical and Electronics-Bulk | Wire | MTR | 731210 | 18.00 | 0.00 | Yes | Yes | No |  | finished_good |  | Buy external | No |  |  |  | Yes | Yes | Yes
AI • Absstem Industrial Solutions Private Limited | EE189 | Wire,1 Core,1 mm2,Red,Copper,Polycab | Electrical and Electronics-Bulk | Wire | MTR | 731210 | 18.00 | 0.00 | Yes | Yes | No |  | finished_good |  | Buy external | No |  |  |  | Yes | Yes | Yes
AI • Absstem Industrial Solutions Private Limited | EE211 | Wire,3 Core,1 mm2,,Copper,Polycab | Electrical and Electronics-Bulk | Wire | MTR | 731210 | 18.00 | 0.00 | Yes | Yes | No |  | finished_good |  | Buy external | No |  |  |  | Yes | Yes | Yes
AI • Absstem Industrial Solutions Private Limited | EE232 | Thimble,Pin Type,0.75 mm2,,Copper | Electrical and Electronics-Bulk | Thimble | Nos | 8335 | 18.00 | 0.00 | Yes | Yes | No |  | finished_good |  | Buy external | No |  |  |  | Yes | Yes | Yes
AI • Absstem Industrial Solutions Private Limited | EE233 | Thimble,Pin Type,1 mm2,,Copper | Electrical and Electronics-Bulk | Thimble | Nos | 8335 | 18.00 | 0.00 | Yes | Yes | No |  | finished_good |  | Buy external | No |  |  |  | Yes | Yes | Yes
AI • Absstem Industrial Solutions Private Limited | EE234 | Thimble,Pin Type,1.5 mm2,,Copper | Electrical and Electronics-Bulk | Thimble | Nos | 8335 | 18.00 | 0.00 | Yes | Yes | No |  | finished_good |  | Buy external | No |  |  |  | Yes | Yes | Yes
AI • Absstem Industrial Solutions Private Limited | EE27 | PLC,Control Cabinet,Mitsubishi-FX3G-24MR/ES,,24 V DC | Electrical and Electronics | PLC | Nos | 853400 | 18.00 | 0.00 | Yes | Yes | No |  | finished_good |  | Buy external | No |  |  |  | Yes | Yes | Yes
AI • Absstem Industrial Solutions Private Limited | EE276 | PLC,Communication Cable,HMI,Mitsubishi, | Electrical and Electronics | PLC | Nos | 8544 | 18.00 | 0.00 | Yes | Yes | No |  | finished_good |  | Buy external | No |  |  |  | Yes | Yes | Yes
AI • Absstem Industrial Solutions Private Limited | EE278 | Terminal Block,2.5 mm2,Yellow/Green,Selzer-Earthing | Electrical and Electronics-Bulk | Terminal Block | Nos | 85389000 | 18.00 | 0.00 | Yes | Yes | No |  | finished_good |  | Buy external | No |  |  |  | Yes | Yes | Yes
AI • Absstem Industrial Solutions Private Limited | EE280 | Exhaust Fan,Filter For Control Cabinet,Rittal,3321207,,,96 X 96 mm | Electrical and Electronics | Exhaust Fan | Nos | 8414 | 18.00 | 0.00 | Yes | Yes | No |  | finished_good |  | Buy external | No |  |  |  | Yes | Yes | Yes
AI • Absstem Industrial Solutions Private Limited | EE281 | SMPS,2.2 Amp,240 V,24 V DC,Meanwell-LRS-50-24 | Electrical and Electronics | SMPS | Nos | 850440 | 18.00 | 0.00 | Yes | Yes | No |  | finished_good |  | Buy external | No |  |  |  | Yes | Yes | Yes
AI • Absstem Industrial Solutions Private Limited | EE319 | MCB,2 Pole,10 Amp,ABB,50-60 HZ | Electrical and Electronics | MCB | Nos | 8536 | 18.00 | 0.00 | Yes | Yes | No |  | finished_good |  | Buy external | No |  |  |  | Yes | Yes | Yes
AI • Absstem Industrial Solutions Private Limited | EE62 | Relay Card,8 Port,Trinity Touch,TT-IMRB-08024D1S,24 V DC,(0°C to 50°C),50 Hz | Electrical and Electronics | Relay Card | Nos | 85364900 | 18.00 | 0.00 | Yes | Yes | No |  | finished_good |  | Buy external | No |  |  |  | Yes | Yes | Yes
AI • Absstem Industrial Solutions Private Limited | EEB1 | PVC Conduit,Pipe,PG9, | Electrical and Electronics-Bulk | PVC Conduit | MTR | 39171020 | 18.00 | 0.00 | Yes | Yes | No |  | finished_good |  | Buy external | No |  |  |  | Yes | Yes | Yes
AI • Absstem Industrial Solutions Private Limited | EEB2 | PVC Conduit,Pipe,PG16, | Electrical and Electronics-Bulk | PVC Conduit | Nos | 39171020 | 18.00 | 0.00 | Yes | Yes | No |  | finished_good |  | Buy external | No |  |  |  | Yes | Yes | Yes
AI • Absstem Industrial Solutions Private Limited | EEB51 | Terminal Block,2.5 mm2,Grey,Connectwell-CX (24 Amp) | Electrical and Electronics-Bulk | Terminal Block | Nos | 85389000 | 18.00 | 0.00 | Yes | Yes | No |  | finished_good |  | Buy external | No |  |  |  | Yes | Yes | Yes
AI • Absstem Industrial Solutions Private Limited | EEB7 | PVC Conduit,Gland,PG9, | Electrical and Electronics-Bulk | PVC Conduit | Nos | 39171020 | 18.00 | 0.00 | Yes | Yes | No |  | finished_good |  | Buy external | No |  |  |  | Yes | Yes | Yes
AI • Absstem Industrial Solutions Private Limited | EEB8 | PVC Conduit,Gland,PG16, | Electrical and Electronics-Bulk | PVC Conduit | Nos | 39171020 | 18.00 | 0.00 | Yes | Yes | No |  | finished_good |  | Buy external | No |  |  |  | Yes | Yes | Yes
AI • Absstem Industrial Solutions Private Limited | FC30 | Adhesive & Sealants,Teflon Tape,M-Seal-PTFE,L 12 Mtr X W 8 mm X T 0.08 mm,Air/Nitrogen/Oxygen,White | Factory Consumables - Bulk | Adhesive and Sealants | Nos | 39209949 | 18.00 | 0.00 | Yes | Yes | No |  | finished_good |  | Buy external | No |  |  |  | Yes | Yes | Yes
AI • Absstem Industrial Solutions Private Limited | FI122 | Clamp,LPM Meter,,Aluminium,Absstem-CL14,2 mm | Fabricated Items-Bulk | Clamp | Nos | 7601 | 18.00 | 0.00 | Yes | Yes | No |  | finished_good |  | Buy external | No |  |  |  | Yes | Yes | Yes
AI • Absstem Industrial Solutions Private Limited | FI134 | Clamp,Gauge,2.5",GI,Wika,2 mm | Fabricated Items-Bulk | Clamp | Nos | 7601 | 18.00 | 0.00 | Yes | Yes | No |  | finished_good |  | Buy external | No |  |  |  | Yes | Yes | Yes
AI • Absstem Industrial Solutions Private Limited | FI142 | Cabinet,1100 X 600 X 400 mm,MS,1.5 mm,Absstem-CC06,Traffic White | Fabricated Items | Cabinet | Nos | 7326 | 18.00 | 0.00 | Yes | Yes | No |  | finished_good |  | Buy external | No |  |  |  | Yes | Yes | Yes
AI • Absstem Industrial Solutions Private Limited | FI2 | Cabinet,1200 X 600 X 410 mm,MS,1.2 mm,Absstem-CC02,Traffic White | Fabricated Items | Cabinet | Nos | 7326 | 18.00 | 0.00 | Yes | Yes | No |  | finished_good |  | Buy external | No |  |  |  | Yes | Yes | Yes
AI • Absstem Industrial Solutions Private Limited | FI50 | Hollow Plug,2" X 3/4",MS,Absstem-HP02 | Fabricated Items-Bulk | Hollow Plug | Nos | 820819 | 18.00 | 0.00 | Yes | Yes | No |  | finished_good |  | Buy external | No |  |  |  | Yes | Yes | Yes
AI • Absstem Industrial Solutions Private Limited | FI51 | Hollow Plug,2" X 1",MS,Absstem-HP03 | Fabricated Items-Bulk | Hollow Plug | Nos | 820819 | 18.00 | 0.00 | Yes | Yes | No |  | finished_good |  | Buy external | No |  |  |  | Yes | Yes | Yes
AI • Absstem Industrial Solutions Private Limited | FI84 | Clamp,Angle Valve,1/2",MS,Absstem-CL01,T- 3 mm | Fabricated Items-Bulk | Clamp | Nos | 7301 | 18.00 | 0.00 | Yes | Yes | No |  | finished_good |  | Buy external | No |  |  |  | Yes | Yes | Yes
AI • Absstem Industrial Solutions Private Limited | FI85 | Clamp,Angle Valve,3/4",MS,Absstem-CL02,T- 3 mm | Fabricated Items-Bulk | Clamp | Nos | 7301 | 18.00 | 0.00 | Yes | Yes | No |  | finished_good |  | Buy external | No |  |  |  | Yes | Yes | Yes
AI • Absstem Industrial Solutions Private Limited | FI86 | Clamp,Angle Valve,1",MS,Absstem-CL03,T- 4 mm | Fabricated Items-Bulk | Clamp | Nos | 7301 | 18.00 | 0.00 | Yes | Yes | No |  | finished_good |  | Buy external | No |  |  |  | Yes | Yes | Yes
AI • Absstem Industrial Solutions Private Limited | FI87 | Clamp,Angle Valve,1.5",MS,Absstem-CL04,T- 4 mm | Fabricated Items-Bulk | Clamp | Nos | 7301 | 18.00 | 0.00 | Yes | Yes | No |  | finished_good |  | Buy external | No |  |  |  | Yes | Yes | Yes
AI • Absstem Industrial Solutions Private Limited | FI89 | Clamp,Pressure Regulator,1/4",MS,Absstem-CL06,T- 2 mm | Fabricated Items-Bulk | Clamp | Nos | 7301 | 18.00 | 0.00 | Yes | Yes | No |  | finished_good |  | Buy external | No |  |  |  | Yes | Yes | Yes
AI • Absstem Industrial Solutions Private Limited | FI90 | Clamp,Pressure Regulator,1/2",MS,Absstem-CL07,T- 3 mm | Fabricated Items-Bulk | Clamp | Nos | 7301 | 18.00 | 0.00 | Yes | Yes | No |  | finished_good |  | Buy external | No |  |  |  | Yes | Yes | Yes
AI • Absstem Industrial Solutions Private Limited | FI92 | Clamp,Pressure Transmitter,1/4",MS,Absstem-CL09,T- 2 mm | Fabricated Items-Bulk | Clamp | Nos | 7301 | 18.00 | 0.00 | Yes | Yes | No |  | finished_good |  | Buy external | No |  |  |  | Yes | Yes | Yes
AI • Absstem Industrial Solutions Private Limited | FI96 | Clamp,Line Filter,1.5",MS,Absstem-CL13,T- 5 mm | Fabricated Items-Bulk | Clamp | Nos | 7301 | 18.00 | 0.00 | Yes | Yes | No |  | finished_good |  | Buy external | No |  |  |  | Yes | Yes | Yes
AI • Absstem Industrial Solutions Private Limited | FIL58 | Air Line Filter,With Element,1/2",FT- G 07-XP,0.01 Micron,Chromed Plated Aluminum,16 Barg,(1°C - 80° | Filter | Air Line Filter | Nos | 84219900 | 18.00 | 0.00 | Yes | Yes | No |  | finished_good |  | Buy external | No |  |  |  | Yes | Yes | Yes
AI • Absstem Industrial Solutions Private Limited | FIL59 | Air Line Filter,With Element,1/2",FT- G 07-C,0.003 Mg/m3,Chromed Plated Aluminum,16 Barg,(1°C - 80°C | Filter | Air Line Filter | Nos | 84219900 | 18.00 | 0.00 | Yes | Yes | No |  | finished_good |  | Buy external | No |  |  |  | Yes | Yes | Yes
AI • Absstem Industrial Solutions Private Limited | FIL63 | Air Line Filter,With Element,1",FT- G 011-ZP,1 Micron,Chromed Plated Aluminum,16 Barg,(1°C - 80°C),2 | Filter | Air Line Filter | Nos | 84219900 | 18.00 | 0.00 | Yes | Yes | No |  | finished_good |  | Buy external | No |  |  |  | Yes | Yes | Yes
AI • Absstem Industrial Solutions Private Limited | FIL64 | Air Line Filter,With Element,1",FT- G 011-XP,0.01 Micron,Chromed Plated Aluminum,16 Barg,(1°C - 80°C | Filter | Air Line Filter | Nos | 84219900 | 18.00 | 0.00 | Yes | Yes | No |  | finished_good |  | Buy external | No |  |  |  | Yes | Yes | Yes
AI • Absstem Industrial Solutions Private Limited | FIL65 | Air Line Filter,With Element,1",FT- G 011-C,0.003 Mg/m3,Chromed Plated Aluminum,16 Barg,(1°C - 80°C) | Filter | Air Line Filter | Nos | 84219900 | 18.00 | 0.00 | Yes | Yes | No |  | finished_good |  | Buy external | No |  |  |  | Yes | Yes | Yes
AI • Absstem Industrial Solutions Private Limited | FIL66 | Air Line Filter,With Element,1.5",FT- G 012-ZP,1 Micron,Chromed Plated Aluminum,16 Barg,(1°C - 80°C) | Filter | Air Line Filter | Nos | 84219900 | 18.00 | 0.00 | Yes | Yes | No |  | finished_good |  | Buy external | No |  |  |  | Yes | Yes | Yes
AI • Absstem Industrial Solutions Private Limited | IDOS 01 B | IDOS 01 B | Oxygen | IDOS Oxygen Generator | Nos | 84213990 | 18.00 | 958000.00 | Yes | Yes | No | ABSSTEM | FG | IDOS Oxygen Generator | Intercompany sourced | No |  | AT • ABSSTEM Technologies LLP |  | Yes | Yes | Yes | AI buys this item from AT. | Gas Generated | Oxygen | Flow | 1.6 Nm3/Hr | Purity | 95 Percent | Compressor | In Your Scope / Quoted Separately | Dryer | In Your Scope / Part of Compressor Package | Air Vessel | In Your Scope / Part of Compressor Package | Dry Air Required | 12 CFM | Power Required | 230V 50 Hz Single Phase | Module Option | PSA Plant Only | RECOMMENDED OXYGEN STORAGE | 500 L | RECOMMENDED AIR RECEIVER | 200 L
AI • Absstem Industrial Solutions Private Limited | IDOS 02 B | IDOS 02 B | Oxygen | IDOS Oxygen Generator | Nos | 84213990 | 18.00 | 980000.00 | Yes | Yes | No | ABSSTEM | FG | IDOS Oxygen Generator | Intercompany sourced | No |  | AT • ABSSTEM Technologies LLP |  | Yes | Yes | Yes | AI buys this item from AT. | Gas Generated | Oxygen | Flow | 2 Nm3/Hr | Purity | 95 Percent | Compressor | In Your Scope / Quoted Separately | Dryer | In Your Scope / Part of Compressor Package | Air Vessel | In Your Scope / Part of Compressor Package | Dry Air Required | 15 CFM | Power Required | 230V 50 Hz Single Phase | Module Option | PSA Plant Only | RECOMMENDED OXYGEN STORAGE | 500 L | RECOMMENDED AIR RECEIVER | 200 L
AI • Absstem Industrial Solutions Private Limited | IDOS 03 B | IDOS 03 B | Oxygen | IDOS Oxygen Generator | Nos | 84213990 | 18.00 | 999000.00 | Yes | Yes | No | ABSSTEM | FG | IDOS Oxygen Generator | Intercompany sourced | No |  | AT • ABSSTEM Technologies LLP |  | Yes | Yes | Yes | AI buys this item from AT. | Gas Generated | Oxygen | Flow | 3 Nm3/Hr | Purity | 95 Percent | Compressor | In Your Scope / Quoted Separately | Dryer | In Your Scope / Part of Compressor Package | Air Vessel | In Your Scope / Part of Compressor Package | Dry Air Required | 23 CFM | Power Required | 230V 50 Hz Single Phase | Module Option | PSA Plant Only | RECOMMENDED OXYGEN STORAGE | 500 L | RECOMMENDED AIR RECEIVER | 250 L
AI • Absstem Industrial Solutions Private Limited | IDOS 04 B | IDOS 04 B | Oxygen | IDOS Oxygen Generator | Nos | 84213990 | 18.00 | 1041000.00 | Yes | Yes | No | ABSSTEM | FG | IDOS Oxygen Generator | Intercompany sourced | No |  | AT • ABSSTEM Technologies LLP |  | Yes | Yes | Yes | AI buys this item from AT. | Gas Generated | Oxygen | Flow | 4 Nm3/Hr | Purity | 95 Percent | Compressor | In Your Scope / Quoted Separately | Dryer | In Your Scope / Part of Compressor Package | Air Vessel | In Your Scope / Part of Compressor Package | Dry Air Required | 31 CFM | Power Required | 230V 50 Hz Single Phase | Module Option | PSA Plant Only | RECOMMENDED OXYGEN STORAGE | 1000 L | RECOMMENDED AIR RECEIVER | 300 L
AI • Absstem Industrial Solutions Private Limited | IDOS 05 B | IDOS 05 B | Oxygen | IDOS Oxygen Generator | Nos | 84213990 | 18.00 | 1223000.00 | Yes | Yes | No | ABSSTEM | FG | IDOS Oxygen Generator | Intercompany sourced | No |  | AT • ABSSTEM Technologies LLP |  | Yes | Yes | Yes | AI buys this item from AT. | Gas Generated | Oxygen | Flow | 5.6 Nm3/Hr | Purity | 95 Percent | Compressor | In Your Scope / Quoted Separately | Dryer | In Your Scope / Part of Compressor Package | Air Vessel | In Your Scope / Part of Compressor Package | Dry Air Required | 43 CFM | Power Required | 230V 50 Hz Single Phase | Module Option | PSA Plant Only | RECOMMENDED OXYGEN STORAGE | 1250 L | RECOMMENDED AIR RECEIVER | 500 L
AI • Absstem Industrial Solutions Private Limited | IDOS 06 B | IDOS 06 B | Oxygen | IDOS Oxygen Generator | Nos | 84213990 | 18.00 | 1402000.00 | Yes | Yes | No | ABSSTEM | FG | IDOS Oxygen Generator | Intercompany sourced | No |  | AT • ABSSTEM Technologies LLP |  | Yes | Yes | Yes | AI buys this item from AT. | Gas Generated | Oxygen | Flow | 6.5 Nm3/Hr | Purity | 95 Percent | Compressor | In Your Scope / Quoted Separately | Dryer | In Your Scope / Part of Compressor Package | Air Vessel | In Your Scope / Part of Compressor Package | Dry Air Required | 50 CFM | Power Required | 230V 50 Hz Single Phase | Module Option | PSA Plant Only | RECOMMENDED OXYGEN STORAGE | 1250 L | RECOMMENDED AIR RECEIVER | 500 L
AI • Absstem Industrial Solutions Private Limited | IDOS 07 B | IDOS 07 B | Oxygen | IDOS Oxygen Generator | Nos | 84213990 | 18.00 | 1433000.00 | Yes | Yes | No | ABSSTEM | FG | IDOS Oxygen Generator | Intercompany sourced | No |  | AT • ABSSTEM Technologies LLP |  | Yes | Yes | Yes | AI buys this item from AT. | Gas Generated | Oxygen | Flow | 7.6 Nm3/Hr | Purity | 95 Percent | Compressor | In Your Scope / Quoted Separately | Dryer | In Your Scope / Part of Compressor Package | Air Vessel | In Your Scope / Part of Compressor Package | Dry Air Required | 58 CFM | Power Required | 230V 50 Hz Single Phase | Module Option | PSA Plant Only | RECOMMENDED OXYGEN STORAGE | 1500 L | RECOMMENDED AIR RECEIVER | 500 L
AI • Absstem Industrial Solutions Private Limited | IDOS 09 B | IDOS 09 B | Oxygen | IDOS Oxygen Generator | Nos | 84213990 | 18.00 | 1471000.00 | Yes | Yes | No | ABSSTEM | FG | IDOS Oxygen Generator | Intercompany sourced | No |  | AT • ABSSTEM Technologies LLP |  | Yes | Yes | Yes | AI buys this item from AT. | Gas Generated | Oxygen | Flow | 9 Nm3/Hr | Purity | 95 Percent | Compressor | In Your Scope / Quoted Separately | Dryer | In Your Scope / Part of Compressor Package | Air Vessel | In Your Scope / Part of Compressor Package | Dry Air Required | 69 CFM | Power Required | 230V 50 Hz Single Phase | Module Option | PSA Plant Only | RECOMMENDED OXYGEN STORAGE | 2000 L | RECOMMENDED AIR RECEIVER | 750 L
AI • Absstem Industrial Solutions Private Limited | IDOS 110 B | IDOS 110 B | Oxygen | IDOS Oxygen Generator | Nos | 84213990 | 18.00 | 10591000.00 | Yes | Yes | No | ABSSTEM | FG | IDOS Oxygen Generator | Intercompany sourced | No |  | AT • ABSSTEM Technologies LLP |  | Yes | Yes | Yes | AI buys this item from AT. | Gas Generated | Oxygen | Flow | 110 Nm3/Hr | Purity | 95 Percent | Compressor | In Your Scope / Quoted Separately | Dryer | In Your Scope / Part of Compressor Package | Air Vessel | In Your Scope / Part of Compressor Package | Dry Air Required | 842 CFM | Power Required | 230V 50 Hz Single Phase | Module Option | PSA Plant Only | RECOMMENDED OXYGEN STORAGE | 20000 L | RECOMMENDED AIR RECEIVER | 8000 L
AI • Absstem Industrial Solutions Private Limited | IDOS 12.5 B | IDOS 12.5 B | Oxygen | IDOS Oxygen Generator | Nos | 84213990 | 18.00 | 1771000.00 | Yes | Yes | No | ABSSTEM | FG | IDOS Oxygen Generator | Intercompany sourced | No |  | AT • ABSSTEM Technologies LLP |  | Yes | Yes | Yes | AI buys this item from AT. | Gas Generated | Oxygen | Flow | 12.5 Nm3/Hr | Purity | 95 Percent | Compressor | In Your Scope / Quoted Separately | Dryer | In Your Scope / Part of Compressor Package | Air Vessel | In Your Scope / Part of Compressor Package | Dry Air Required | 96 CFM | Power Required | 230V 50 Hz Single Phase | Module Option | PSA Plant Only | RECOMMENDED OXYGEN STORAGE | 2500 L | RECOMMENDED AIR RECEIVER | 1000 L
AI • Absstem Industrial Solutions Private Limited | IDOS 12.5C | IDOS 12.5C | Oxygen | IDOS C | NOS |  | 0.00 | 0.00 | Yes | No | No |  | finished_good |  | Buy external | No |  |  |  | Yes | Yes | Yes |  | Gas Generated | Oxygen | Flow | 12.5 Nm3/Hr | Purity | 95 Percent | Compressor | In Your Scope / Quoted Separately | Dryer | In Your Scope / Part of Compressor Package | Air Vessel | In Your Scope / Part of Compressor Package | Dry Air Required | 101 CFM | Power Required | 230V 50 Hz Single Phase | Module Option | PSA Plant Only | RECOMMENDED OXYGEN STORAGE | 2500 L | RECOMMENDED AIR RECEIVER | 1000 L
AI • Absstem Industrial Solutions Private Limited | IDOS 130 B | IDOS 130 B | Oxygen | IDOS Oxygen Generator | Nos | 84213990 | 18.00 | 12089000.00 | Yes | Yes | No | ABSSTEM | FG | IDOS Oxygen Generator | Intercompany sourced | No |  | AT • ABSSTEM Technologies LLP |  | Yes | Yes | Yes | AI buys this item from AT. | Gas Generated | Oxygen | Flow | 130 Nm3/Hr | Purity | 95 Percent | Compressor | In Your Scope / Quoted Separately | Dryer | In Your Scope / Part of Compressor Package | Air Vessel | In Your Scope / Part of Compressor Package | Dry Air Required | 995 CFM | Power Required | 230V 50 Hz Single Phase | Module Option | PSA Plant Only | RECOMMENDED OXYGEN STORAGE | 25000 L | RECOMMENDED AIR RECEIVER | 10000 L
AI • Absstem Industrial Solutions Private Limited | IDOS 15 B | IDOS 15 B | Oxygen | IDOS Oxygen Generator | Nos | 84213990 | 18.00 | 2083000.00 | Yes | Yes | No | ABSSTEM | FG | IDOS Oxygen Generator | Intercompany sourced | No |  | AT • ABSSTEM Technologies LLP |  | Yes | Yes | Yes | AI buys this item from AT. | Gas Generated | Oxygen | Flow | 15 Nm3/Hr | Purity | 95 Percent | Compressor | In Your Scope / Quoted Separately | Dryer | In Your Scope / Part of Compressor Package | Air Vessel | In Your Scope / Part of Compressor Package | Dry Air Required | 115 CFM | Power Required | 230V 50 Hz Single Phase | Module Option | PSA Plant Only | RECOMMENDED OXYGEN STORAGE | 3000 L | RECOMMENDED AIR RECEIVER | 1250 L
AI • Absstem Industrial Solutions Private Limited | IDOS 15 C | IDOS 15 C | Oxygen | IDOS C | NOS |  | 0.00 | 0.00 | Yes | No | No |  | finished_good |  | Buy external | No |  |  |  | Yes | Yes | Yes |  | Gas Generated | Oxygen | Flow | 15 Nm3/Hr | Purity | 95 Percent | Compressor | In Your Scope / Quoted Separately | Dryer | In Your Scope / Part of Compressor Package | Air Vessel | In Your Scope / Part of Compressor Package | Dry Air Required | 115 CFM | Power Required | 230V 50 Hz Single Phase | Module Option | PSA Plant Only | RECOMMENDED OXYGEN STORAGE | 3000 L | RECOMMENDED AIR RECEIVER | 1250 L
AI • Absstem Industrial Solutions Private Limited | IDOS 150 B | IDOS 150 B | Oxygen | IDOS Oxygen Generator | Nos | 84213990 | 18.00 | 16509000.00 | Yes | Yes | No | ABSSTEM | FG | IDOS Oxygen Generator | Intercompany sourced | No |  | AT • ABSSTEM Technologies LLP |  | Yes | Yes | Yes | AI buys this item from AT. | Gas Generated | Oxygen | Flow | 150 Nm3/Hr | Purity | 95 Percent | Compressor | In Your Scope / Quoted Separately | Dryer | In Your Scope / Part of Compressor Package | Air Vessel | In Your Scope / Part of Compressor Package | Dry Air Required | 1148 CFM | Power Required | 230V 50 Hz Single Phase | Module Option | PSA Plant Only | RECOMMENDED OXYGEN STORAGE | 30000 L | RECOMMENDED AIR RECEIVER | 12000 L
AI • Absstem Industrial Solutions Private Limited | IDOS 18 B | IDOS 18 B | Oxygen | IDOS Oxygen Generator | Nos | 84213990 | 18.00 | 2331000.00 | Yes | Yes | No | ABSSTEM | FG | IDOS Oxygen Generator | Intercompany sourced | No |  | AT • ABSSTEM Technologies LLP |  | Yes | Yes | Yes | AI buys this item from AT. | Gas Generated | Oxygen | Flow | 18 Nm3/Hr | Purity | 95 Percent | Compressor | In Your Scope / Quoted Separately | Dryer | In Your Scope / Part of Compressor Package | Air Vessel | In Your Scope / Part of Compressor Package | Dry Air Required | 138 CFM | Power Required | 230V 50 Hz Single Phase | Module Option | PSA Plant Only | RECOMMENDED OXYGEN STORAGE | 3500 L | RECOMMENDED AIR RECEIVER | 1500 L
AI • Absstem Industrial Solutions Private Limited | IDOS 18 C | IDOS 18 C | Oxygen | IDOS C | NOS |  | 0.00 | 0.00 | Yes | No | No |  | finished_good |  | Buy external | No |  |  |  | Yes | Yes | Yes |  | Gas Generated | Oxygen | Flow | 18 Nm3/Hr | Purity | 95 Percent | Compressor | In Your Scope / Quoted Separately | Dryer | In Your Scope / Part of Compressor Package | Air Vessel | In Your Scope / Part of Compressor Package | Dry Air Required | 139 CFM | Power Required | 230V 50 Hz Single Phase | Module Option | PSA Plant Only | RECOMMENDED OXYGEN STORAGE | 3500 L | RECOMMENDED AIR RECEIVER | 1500 L
AI • Absstem Industrial Solutions Private Limited | IDOS 20 C | IDOS 20 C | Oxygen | IDOS C | NOS |  | 0.00 | 0.00 | Yes | No | No |  | finished_good |  | Buy external | No |  |  |  | Yes | Yes | Yes |  | Gas Generated | Oxygen | Flow | 20 Nm3/Hr | Purity | 95 Percent | Compressor | In Your Scope / Quoted Separately | Dryer | In Your Scope / Part of Compressor Package | Air Vessel | In Your Scope / Part of Compressor Package | Dry Air Required | 171 CFM | Power Required | 230V 50 Hz Single Phase | Module Option | PSA Plant Only | RECOMMENDED OXYGEN STORAGE | 4000 L | RECOMMENDED AIR RECEIVER | 2000 L
AI • Absstem Industrial Solutions Private Limited | IDOS 200 B | IDOS 200 B | Oxygen | IDOS Oxygen Generator | Nos | 84213990 | 18.00 | 18172000.00 | Yes | Yes | No | ABSSTEM | FG | IDOS Oxygen Generator | Intercompany sourced | No |  | AT • ABSSTEM Technologies LLP |  | Yes | Yes | Yes | AI buys this item from AT. | Gas Generated | Oxygen | Flow | 200 Nm3/Hr | Purity | 95 Percent | Compressor | In Your Scope / Quoted Separately | Dryer | In Your Scope / Part of Compressor Package | Air Vessel | In Your Scope / Part of Compressor Package | Dry Air Required | 1530 CFM | Power Required | 230V 50 Hz Single Phase | Module Option | PSA Plant Only | RECOMMENDED OXYGEN STORAGE | 40000 L | RECOMMENDED AIR RECEIVER | 16000 L
AI • Absstem Industrial Solutions Private Limited | IDOS 22 B | IDOS 22 B | Oxygen | IDOS Oxygen Generator | Nos | 84213990 | 18.00 | 2459000.00 | Yes | Yes | No | ABSSTEM | FG | IDOS Oxygen Generator | Intercompany sourced | No |  | AT • ABSSTEM Technologies LLP |  | Yes | Yes | Yes | AI buys this item from AT. | Gas Generated | Oxygen | Flow | 22 Nm3/Hr | Purity | 95 Percent | Compressor | In Your Scope / Quoted Separately | Dryer | In Your Scope / Part of Compressor Package | Air Vessel | In Your Scope / Part of Compressor Package | Dry Air Required | 168 CFM | Power Required | 230V 50 Hz Single Phase | Module Option | PSA Plant Only | RECOMMENDED OXYGEN STORAGE | 4000 L | RECOMMENDED AIR RECEIVER | 2000 L
AI • Absstem Industrial Solutions Private Limited | IDOS 25 B | IDOS 25 B | Oxygen | IDOS Oxygen Generator | Nos | 84213990 | 18.00 | 2776000.00 | Yes | Yes | No | ABSSTEM | FG | IDOS Oxygen Generator | Intercompany sourced | No |  | AT • ABSSTEM Technologies LLP |  | Yes | Yes | Yes | AI buys this item from AT. | Gas Generated | Oxygen | Flow | 25 Nm3/Hr | Purity | 95 Percent | Compressor | In Your Scope / Quoted Separately | Dryer | In Your Scope / Part of Compressor Package | Air Vessel | In Your Scope / Part of Compressor Package | Dry Air Required | 191 CFM | Power Required | 230V 50 Hz Single Phase | Module Option | PSA Plant Only | RECOMMENDED OXYGEN STORAGE | 5000 L | RECOMMENDED AIR RECEIVER | 2000 L
AI • Absstem Industrial Solutions Private Limited | IDOS 25 C | IDOS 25 C | Oxygen | IDOS C | NOS |  | 0.00 | 0.00 | Yes | No | No |  | finished_good |  | Buy external | No |  |  |  | Yes | Yes | Yes |  | Gas Generated | Oxygen | Flow | 25 Nm3/Hr | Purity | 95 Percent | Compressor | In Your Scope / Quoted Separately | Dryer | In Your Scope / Part of Compressor Package | Air Vessel | In Your Scope / Part of Compressor Package | Dry Air Required | 208 CFM | Power Required | 230V 50 Hz Single Phase | Module Option | PSA Plant Only | RECOMMENDED OXYGEN STORAGE | 5000 L | RECOMMENDED AIR RECEIVER | 2000 L
AI • Absstem Industrial Solutions Private Limited | IDOS 250 B | IDOS 250 B | Oxygen | IDOS Oxygen Generator | Nos | 84213990 | 18.00 | 21798000.00 | Yes | Yes | No | ABSSTEM | FG | IDOS Oxygen Generator | Intercompany sourced | No |  | AT • ABSSTEM Technologies LLP |  | Yes | Yes | Yes | AI buys this item from AT. | Gas Generated | Oxygen | Flow | 250 Nm3/Hr | Purity | 95 Percent | Compressor | In Your Scope / Quoted Separately | Dryer | In Your Scope / Part of Compressor Package | Air Vessel | In Your Scope / Part of Compressor Package | Dry Air Required | 1913 CFM | Power Required | 230V 50 Hz Single Phase | Module Option | PSA Plant Only | RECOMMENDED OXYGEN STORAGE | 50000 L | RECOMMENDED AIR RECEIVER | 20000 L
AI • Absstem Industrial Solutions Private Limited | IDOS 2C | IDOS 2C | Oxygen | IDOS C | NOS |  | 0.00 | 0.00 | Yes | No | No |  | finished_good |  | Buy external | No |  |  |  | Yes | Yes | Yes |  | Gas Generated | Oxygen | Flow | 2 Nm3/Hr | Purity | 95 Percent | Compressor | In Your Scope / Quoted Separately | Dryer | In Your Scope / Part of Compressor Package | Air Vessel | In Your Scope / Part of Compressor Package | Dry Air Required | 16 CFM | Power Required | 230V 50 Hz Single Phase | Module Option | PSA Plant Only | RECOMMENDED OXYGEN STORAGE | 500 L | RECOMMENDED AIR RECEIVER | 200 L
AI • Absstem Industrial Solutions Private Limited | IDOS 30 B | IDOS 30 B | Oxygen | IDOS Oxygen Generator | Nos | 84213990 | 18.00 | 3046000.00 | Yes | Yes | No | ABSSTEM | FG | IDOS Oxygen Generator | Intercompany sourced | No |  | AT • ABSSTEM Technologies LLP |  | Yes | Yes | Yes | AI buys this item from AT. | Gas Generated | Oxygen | Flow | 30 Nm3/Hr | Purity | 95 Percent | Compressor | In Your Scope / Quoted Separately | Dryer | In Your Scope / Part of Compressor Package | Air Vessel | In Your Scope / Part of Compressor Package | Dry Air Required | 230 CFM | Power Required | 230V 50 Hz Single Phase | Module Option | PSA Plant Only | RECOMMENDED OXYGEN STORAGE | 6000 L | RECOMMENDED AIR RECEIVER | 2500 L
AI • Absstem Industrial Solutions Private Limited | IDOS 30 C | IDOS 30 C | Oxygen | IDOS C | NOS |  | 0.00 | 0.00 | Yes | No | No |  | finished_good |  | Buy external | No |  |  |  | Yes | Yes | Yes |  | Gas Generated | Oxygen | Flow | 30 Nm3/Hr | Purity | 96 Percent | Compressor | In Your Scope / Quoted Separately | Dryer | In Your Scope / Part of Compressor Package | Air Vessel | In Your Scope / Part of Compressor Package | Dry Air Required | 254 CFM | Power Required | 230V 50 Hz Single Phase | Module Option | PSA Plant Only | RECOMMENDED OXYGEN STORAGE | 6000 L | RECOMMENDED AIR RECEIVER | 2500 L
AI • Absstem Industrial Solutions Private Limited | IDOS 3C | IDOS 3C | Oxygen | IDOS C | NOS |  | 0.00 | 0.00 | Yes | No | No |  | finished_good |  | Buy external | No |  |  |  | Yes | Yes | Yes |  | Gas Generated | Oxygen | Flow | 3 Nm3/Hr | Purity | 95 Percent | Compressor | In Your Scope / Quoted Separately | Dryer | In Your Scope / Part of Compressor Package | Air Vessel | In Your Scope / Part of Compressor Package | Dry Air Required | 21 CFM | Power Required | 230V 50 Hz Single Phase | Module Option | PSA Plant Only | RECOMMENDED OXYGEN STORAGE | 500 L | RECOMMENDED AIR RECEIVER | 250 L
AI • Absstem Industrial Solutions Private Limited | IDOS 40 B | IDOS 40 B | Oxygen | IDOS Oxygen Generator | Nos | 84213990 | 18.00 | 3652000.00 | Yes | Yes | No | ABSSTEM | FG | IDOS Oxygen Generator | Intercompany sourced | No |  | AT • ABSSTEM Technologies LLP |  | Yes | Yes | Yes | AI buys this item from AT. | Gas Generated | Oxygen | Flow | 40 Nm3/Hr | Purity | 95 Percent | Compressor | In Your Scope / Quoted Separately | Dryer | In Your Scope / Part of Compressor Package | Air Vessel | In Your Scope / Part of Compressor Package | Dry Air Required | 306 CFM | Power Required | 230V 50 Hz Single Phase | Module Option | PSA Plant Only | RECOMMENDED OXYGEN STORAGE | 7000 L | RECOMMENDED AIR RECEIVER | 3000 L
AI • Absstem Industrial Solutions Private Limited | IDOS 45 B | IDOS 45 B | Oxygen | IDOS Oxygen Generator | Nos | 84213990 | 18.00 | 4206000.00 | Yes | Yes | No | ABSSTEM | FG | IDOS Oxygen Generator | Intercompany sourced | No |  | AT • ABSSTEM Technologies LLP |  | Yes | Yes | Yes | AI buys this item from AT. | Gas Generated | Oxygen | Flow | 45 Nm3/Hr | Purity | 95 Percent | Compressor | In Your Scope / Quoted Separately | Dryer | In Your Scope / Part of Compressor Package | Air Vessel | In Your Scope / Part of Compressor Package | Dry Air Required | 344 CFM | Power Required | 230V 50 Hz Single Phase | Module Option | PSA Plant Only | RECOMMENDED OXYGEN STORAGE | 8000 L | RECOMMENDED AIR RECEIVER | 3500 L
AI • Absstem Industrial Solutions Private Limited | IDOS 4C | IDOS 4C | Oxygen | IDOS C | NOS |  | 0.00 | 0.00 | Yes | No | No |  | finished_good |  | Buy external | No |  |  |  | Yes | Yes | Yes |  | Gas Generated | Oxygen | Flow | 4 Nm3/Hr | Purity | 95 Percent | Compressor | In Your Scope / Quoted Separately | Dryer | In Your Scope / Part of Compressor Package | Air Vessel | In Your Scope / Part of Compressor Package | Dry Air Required | 32 CFM | Power Required | 230V 50 Hz Single Phase | Module Option | PSA Plant Only | RECOMMENDED OXYGEN STORAGE | 1000 L | RECOMMENDED AIR RECEIVER | 300 L
AI • Absstem Industrial Solutions Private Limited | IDOS 50 B | IDOS 50 B | Oxygen | IDOS Oxygen Generator | Nos | 84213990 | 18.00 | 4548000.00 | Yes | Yes | No | ABSSTEM | FG | IDOS Oxygen Generator | Intercompany sourced | No |  | AT • ABSSTEM Technologies LLP |  | Yes | Yes | Yes | AI buys this item from AT. | Gas Generated | Oxygen | Flow | 50 Nm3/Hr | Purity | 95 Percent | Compressor | In Your Scope / Quoted Separately | Dryer | In Your Scope / Part of Compressor Package | Air Vessel | In Your Scope / Part of Compressor Package | Dry Air Required | 383 CFM | Power Required | 230V 50 Hz Single Phase | Module Option | PSA Plant Only | RECOMMENDED OXYGEN STORAGE | 10000 L | RECOMMENDED AIR RECEIVER | 4000 L
AI • Absstem Industrial Solutions Private Limited | IDOS 5C | IDOS 5C | Oxygen | IDOS C | NOS |  | 0.00 | 0.00 | Yes | No | No |  | finished_good |  | Buy external | No |  |  |  | Yes | Yes | Yes |  | Gas Generated | Oxygen | Flow | 5 Nm3/Hr | Purity | 95 Percent | Compressor | In Your Scope / Quoted Separately | Dryer | In Your Scope / Part of Compressor Package | Air Vessel | In Your Scope / Part of Compressor Package | Dry Air Required | 43 CFM | Power Required | 230V 50 Hz Single Phase | Module Option | PSA Plant Only | RECOMMENDED OXYGEN STORAGE | 1250 L | RECOMMENDED AIR RECEIVER | 500 L
AI • Absstem Industrial Solutions Private Limited | IDOS 60 B | IDOS 60 B | Oxygen | IDOS Oxygen Generator | Nos | 84213990 | 18.00 | 5385000.00 | Yes | Yes | No | ABSSTEM | FG | IDOS Oxygen Generator | Intercompany sourced | No |  | AT • ABSSTEM Technologies LLP |  | Yes | Yes | Yes | AI buys this item from AT. | Gas Generated | Oxygen | Flow | 65 Nm3/Hr | Purity | 95 Percent | Compressor | In Your Scope / Quoted Separately | Dryer | In Your Scope / Part of Compressor Package | Air Vessel | In Your Scope / Part of Compressor Package | Dry Air Required | 497 CFM | Power Required | 230V 50 Hz Single Phase | Module Option | PSA Plant Only | RECOMMENDED OXYGEN STORAGE | 13000 L | RECOMMENDED AIR RECEIVER | 5000 L
AI • Absstem Industrial Solutions Private Limited | IDOS 75 B | IDOS 75 B | Oxygen | IDOS Oxygen Generator | Nos | 84213990 | 18.00 | 6833000.00 | Yes | Yes | No | ABSSTEM | FG | IDOS Oxygen Generator | Intercompany sourced | No |  | AT • ABSSTEM Technologies LLP |  | Yes | Yes | Yes | AI buys this item from AT. | Gas Generated | Oxygen | Flow | 75 Nm3/Hr | Purity | 95 Percent | Compressor | In Your Scope / Quoted Separately | Dryer | In Your Scope / Part of Compressor Package | Air Vessel | In Your Scope / Part of Compressor Package | Dry Air Required | 574 CFM | Power Required | 230V 50 Hz Single Phase | Module Option | PSA Plant Only | RECOMMENDED OXYGEN STORAGE | 15000 L | RECOMMENDED AIR RECEIVER | 6000 L
AI • Absstem Industrial Solutions Private Limited | IDOS 7C | IDOS 7C | Oxygen | IDOS C | NOS |  | 0.00 | 0.00 | Yes | No | No |  | finished_good |  | Buy external | No |  |  |  | Yes | Yes | Yes |  | Gas Generated | Oxygen | Flow | 7 Nm3/Hr | Purity | 95 Percent | Compressor | In Your Scope / Quoted Separately | Dryer | In Your Scope / Part of Compressor Package | Air Vessel | In Your Scope / Part of Compressor Package | Dry Air Required | 58 CFM | Power Required | 230V 50 Hz Single Phase | Module Option | PSA Plant Only | RECOMMENDED OXYGEN STORAGE | 1500 L | RECOMMENDED AIR RECEIVER | 500 L
AI • Absstem Industrial Solutions Private Limited | IDOS 90 B | IDOS 90 B | Oxygen | IDOS Oxygen Generator | Nos | 84213990 | 18.00 | 9716000.00 | Yes | Yes | No | ABSSTEM | FG | IDOS Oxygen Generator | Intercompany sourced | No |  | AT • ABSSTEM Technologies LLP |  | Yes | Yes | Yes | AI buys this item from AT. | Gas Generated | Oxygen | Flow | 90 Nm3/Hr | Purity | 95 Percent | Compressor | In Your Scope / Quoted Separately | Dryer | In Your Scope / Part of Compressor Package | Air Vessel | In Your Scope / Part of Compressor Package | Dry Air Required | 689 CFM | Power Required | 230V 50 Hz Single Phase | Module Option | PSA Plant Only | RECOMMENDED OXYGEN STORAGE | 20000 L | RECOMMENDED AIR RECEIVER | 8000 L
AI • Absstem Industrial Solutions Private Limited | IDOS 9C | IDOS 9C | Oxygen | IDOS C | NOS |  | 0.00 | 0.00 | Yes | No | No |  | finished_good |  | Buy external | No |  |  |  | Yes | Yes | Yes |  | Gas Generated | Oxygen | Flow | 9 Nm3/Hr | Purity | 95 Percent | Compressor | In Your Scope / Quoted Separately | Dryer | In Your Scope / Part of Compressor Package | Air Vessel | In Your Scope / Part of Compressor Package | Dry Air Required | 71 CFM | Power Required | 230V 50 Hz Single Phase | Module Option | PSA Plant Only | RECOMMENDED OXYGEN STORAGE | 2000 L | RECOMMENDED AIR RECEIVER | 750 L
AI • Absstem Industrial Solutions Private Limited | MI104 | Pressure Gauge,1/8",Without Glycerin,0-10 Kg/cm2,Bottom Connection,MS + Brass,50 mm,BAUMER-AA Series | Measuring Instrument | Pressure Gauge | Nos | 9026 | 18.00 | 0.00 | Yes | Yes | No |  | finished_good |  | Buy external | No |  |  |  | Yes | Yes | Yes
AI • Absstem Industrial Solutions Private Limited | MI38 | Flowmeter,Rotameter,Analog,0.5 to 3 LPM,1/8",Female-BPT,Acrylic Tube,Microflow,,Air/Nitrogen/Oxygen, | Measuring Instrument-bulk | Flowmeter | Nos | 90271000 | 18.00 | 0.00 | Yes | Yes | No |  | finished_good |  | Buy external | No |  |  |  | Yes | Yes | Yes
AI • Absstem Industrial Solutions Private Limited | MI4 | Analyzer,Digital Percentage,Online,Oxygen,0.1 - 100 %,Absstem-ABS,LED,Electrochemical,,24 V DC,0.1 - | Measuring Instrument | Analyzer | Nos | 9029 | 18.00 | 0.00 | Yes | Yes | No |  | finished_good |  | Buy external | No |  |  |  | Yes | Yes | Yes
AI • Absstem Industrial Solutions Private Limited | MI44 | Pressure Transmitter,,0-10 Barg,1/4",SS-304,Act Sensor-ASPT-111,24 V DC,(-20°C - 80°C) | Measuring Instrument | Pressure Transmitter | Nos | 90262000 | 18.00 | 0.00 | Yes | Yes | No |  | finished_good |  | Buy external | No |  |  |  | Yes | Yes | Yes
AI • Absstem Industrial Solutions Private Limited | MI52 | Pressure Gauge,1/8",Without Glycerin,0-10 Barg,Back Connection,,41mm,Janatics,Male-BSP,(-4°C - 60°C) | Measuring Instrument | Pressure Gauge | Nos | 9026 | 18.00 | 0.00 | Yes | Yes | No |  | finished_good |  | Buy external | No |  |  |  | Yes | Yes | Yes
AI • Absstem Industrial Solutions Private Limited | MI54 | Pressure Gauge,1/4",Without Glycerin,0-10 Barg,Back Connection,SS Body,63 mm,Wika,Male-BSP,(-4°C - 6 | Measuring Instrument | Pressure Gauge | Nos | 9026 | 18.00 | 0.00 | Yes | Yes | No |  | finished_good |  | Buy external | No |  |  |  | Yes | Yes | Yes
AI • Absstem Industrial Solutions Private Limited | MI65 | Dew-Point Meter,Digital Transmitter ,E+E-PA1AC0SAL-100,With Cable,Online,(-60°C to 60°C),SS,24 VDC | Measuring Instrument | Dew-Point Meter | Nos | 902580 | 18.00 | 0.00 | Yes | Yes | No |  | finished_good |  | Buy external | No |  |  |  | Yes | Yes | Yes
AI • Absstem Industrial Solutions Private Limited | MI69 | Temperature Transmitter,RTD Sensor With Thermowell L-8", 6 mm Dia,(0°C - 300°C),1/2",SS,,Output (4 t | Measuring Instrument | Temperature Transmitter | Nos |  | 18.00 | 0.00 | Yes | Yes | No |  | finished_good |  | Buy external | No |  |  |  | Yes | Yes | Yes
AI • Absstem Industrial Solutions Private Limited | MI71 | Pressure Transmitter,,(0 - 25) Barg,1/4",SS-304,Huba - Switzerland,Output (4 to 20 mA),(-20°C - 80°C | Measuring Instrument | Pressure Transmitter | Nos | 90262000 | 18.00 | 0.00 | Yes | Yes | No |  | finished_good |  | Buy external | No |  |  |  | Yes | Yes | Yes
AI • Absstem Industrial Solutions Private Limited | MI72 | Pressure Transmitter,,(0 - 500) mBarg,1/4",SS-304,Huba - Switzerland,Output (4 to 20 mA),(-20°C - 80 | Measuring Instrument | Pressure Transmitter | Nos | 90262000 | 18.00 | 0.00 | Yes | Yes | No |  | finished_good |  | Buy external | No |  |  |  | Yes | Yes | Yes
AI • Absstem Industrial Solutions Private Limited | MI79 | Pressure Gauge,1/2",,1 to 4 Barg,Bottom Connection,SS Body,4",BAUMER-AVF2.4 BM,Male-BSP,(-4°C - 60°C | Measuring Instrument | Pressure Gauge | Nos | 9026 | 18.00 | 0.00 | Yes | Yes | No |  | finished_good |  | Buy external | No |  |  |  | Yes | Yes | Yes
AI • Absstem Industrial Solutions Private Limited | MI80 | Pressure Gauge,1/2",,0-500 mbarg,Bottom Connection,SS Body,4",BAUMER-AXF2.4BM,Male-BSP,(-4°C - 60°C) | Measuring Instrument | Pressure Gauge | Nos | 9026 | 18.00 | 0.00 | Yes | Yes | No |  | finished_good |  | Buy external | No |  |  |  | Yes | Yes | Yes
AI • Absstem Industrial Solutions Private Limited | PAC25 | Name Plate,120 X 60 mm,1 mm,SS,Absstem-NP01,Industrial Project | Packing Items | Name Plate | Nos | 83100090 | 18.00 | 0.00 | Yes | Yes | No |  | finished_good |  | Buy external | No |  |  |  | Yes | Yes | Yes
AI • Absstem Industrial Solutions Private Limited | PAC26 | Name Plate,120 X 60 mm,1 mm,SS,Absstem-NP02,Pressure Vessel | Packing Items | Name Plate | Nos | 83100090 | 18.00 | 0.00 | Yes | Yes | No |  | finished_good |  | Buy external | No |  |  |  | Yes | Yes | Yes
AI • Absstem Industrial Solutions Private Limited | PAC27 | Name Plate,120 X 60 mm,1 mm,SS,Absstem-NP03,Medical Project | Packing Items | Name Plate | Nos | 83100090 | 18.00 | 0.00 | Yes | Yes | No |  | finished_good |  | Buy external | No |  |  |  | Yes | Yes | Yes
AI • Absstem Industrial Solutions Private Limited | PAC30 | Cable Tie,12",White,,PVC, | Packing Items | Cable Tie | Nos | 39269099 | 18.00 | 0.00 | Yes | Yes | No |  | finished_good |  | Buy external | No |  |  |  | Yes | Yes | Yes
AI • Absstem Industrial Solutions Private Limited | PAI4 | Paint,Spray,,,Glossy White | Painting Items | Paint | Nos | 320910 | 18.00 | 0.00 | Yes | Yes | No |  | finished_good |  | Buy external | No |  |  |  | Yes | Yes | Yes
AI • Absstem Industrial Solutions Private Limited | PAI8 | Paint,Spray,,,Matt Black | Painting Items | Paint | Nos | 320910 | 18.00 | 0.00 | Yes | Yes | No |  | finished_good |  | Buy external | No |  |  |  | Yes | Yes | Yes
AI • Absstem Industrial Solutions Private Limited | PF1 | Hex Nipple,1/4",Brass,PBI,0-10 Barg,100° C,Male-PT | Piping and Fittings | Hex Nipple | Nos | 7307 | 18.00 | 0.00 | Yes | Yes | No |  | finished_good |  | Buy external | No |  |  |  | Yes | Yes | Yes
AI • Absstem Industrial Solutions Private Limited | PF122 | Equal Elbow,3/4",Composite,Jindal,0-16 Barg, (-20°C to 60°C),Pipe Connector | Piping and Fittings | Equal Elbow | Nos | 7307 | 18.00 | 0.00 | Yes | Yes | No |  | finished_good |  | Buy external | No |  |  |  | Yes | Yes | Yes
AI • Absstem Industrial Solutions Private Limited | PF123 | Equal Elbow,1",Composite,Jindal,0-16 Barg, (-20°C to 60°C),Pipe Connector | Piping and Fittings | Equal Elbow | Nos | 7307 | 18.00 | 0.00 | Yes | Yes | No |  | finished_good |  | Buy external | No |  |  |  | Yes | Yes | Yes
AI • Absstem Industrial Solutions Private Limited | PF125 | Equal Elbow,1.5",Composite,Jindal,0-16 Barg, (-20°C to 60°C),Pipe Connector | Piping and Fittings | Equal Elbow | Nos | 7307 | 18.00 | 0.00 | Yes | Yes | No |  | finished_good |  | Buy external | No |  |  |  | Yes | Yes | Yes
AI • Absstem Industrial Solutions Private Limited | PF144 | Pipe Connector,3/4",Composite,Jindal,0-16 Barg, (-20°C to 60°C),BSPM X Pipe | Piping and Fittings | Pipe Connector | Nos | 7307 | 18.00 | 0.00 | Yes | Yes | No |  | finished_good |  | Buy external | No |  |  |  | Yes | Yes | Yes
AI • Absstem Industrial Solutions Private Limited | PF145 | Pipe Connector,1",Composite,Jindal,0-16 Barg, (-20°C to 60°C),BSPM X Pipe | Piping and Fittings | Pipe Connector | Nos | 7307 | 18.00 | 0.00 | Yes | Yes | No |  | finished_good |  | Buy external | No |  |  |  | Yes | Yes | Yes
AI • Absstem Industrial Solutions Private Limited | PF147 | Pipe Connector,1.5",Composite,Jindal,0-16 Barg, (-20°C to 60°C),BSPM X Pipe | Piping and Fittings | Pipe Connector | Nos | 7307 | 18.00 | 0.00 | Yes | Yes | No |  | finished_good |  | Buy external | No |  |  |  | Yes | Yes | Yes
AI • Absstem Industrial Solutions Private Limited | PF149 | Equal Socket,1/4",Brass,PBI,0-10 Barg,100° C,Female-PT | Piping and Fittings | Socket | Nos | 7412 | 18.00 | 0.00 | Yes | Yes | No |  | finished_good |  | Buy external | No |  |  |  | Yes | Yes | Yes
AI • Absstem Industrial Solutions Private Limited | PF152 | Equal Socket,3/4",Brass,PBI,0-10 Barg,100° C,Female-PT | Piping and Fittings | Socket | Nos | 7412 | 18.00 | 0.00 | Yes | Yes | No |  | finished_good |  | Buy external | No |  |  |  | Yes | Yes | Yes
AI • Absstem Industrial Solutions Private Limited | PF161 | Equal Socket,2",SS-304,Atam,0-10 Barg,100° C,Female-PT | Piping and Fittings | Socket | Nos | 7412 | 18.00 | 0.00 | Yes | Yes | No |  | finished_good |  | Buy external | No |  |  |  | Yes | Yes | Yes
AI • Absstem Industrial Solutions Private Limited | PF168 | Equal Socket,1",MS,VS,0-10 Barg,100° C,Female-PT | Piping and Fittings | Socket | Nos | 7412 | 18.00 | 0.00 | Yes | Yes | No |  | finished_good |  | Buy external | No |  |  |  | Yes | Yes | Yes
AI • Absstem Industrial Solutions Private Limited | PF171 | Equal Socket,2",MS,VS,0-10 Barg,100° C,Female-PT | Piping and Fittings | Socket | Nos | 7412 | 18.00 | 0.00 | Yes | Yes | No |  | finished_good |  | Buy external | No |  |  |  | Yes | Yes | Yes
AI • Absstem Industrial Solutions Private Limited | PF193 | Hex Reducer,1/4" X 1/2",Brass,PBI,0-10 Barg,100° C,PT | Piping and Fittings | Hex Reducer | Nos | 7412 | 18.00 | 0.00 | Yes | Yes | No |  | finished_good |  | Buy external | No |  |  |  | Yes | Yes | Yes
AI • Absstem Industrial Solutions Private Limited | PF194 | Hex Reducer,1/4" X 3/4",Brass,PBI,0-10 Barg,100° C,PT | Piping and Fittings | Hex Reducer | Nos | 7412 | 18.00 | 0.00 | Yes | Yes | No |  | finished_good |  | Buy external | No |  |  |  | Yes | Yes | Yes
AI • Absstem Industrial Solutions Private Limited | PF196 | Hex Reducer,1/2" X 3/4",Brass,PBI,0-10 Barg,100° C,PT | Piping and Fittings | Hex Reducer | Nos | 7412 | 18.00 | 0.00 | Yes | Yes | No |  | finished_good |  | Buy external | No |  |  |  | Yes | Yes | Yes
AI • Absstem Industrial Solutions Private Limited | PF197 | Hex Reducer,1/2" X 1",Brass,PBI,0-10 Barg,100° C,PT | Piping and Fittings | Hex Reducer | Nos | 7412 | 18.00 | 0.00 | Yes | Yes | No |  | finished_good |  | Buy external | No |  |  |  | Yes | Yes | Yes
AI • Absstem Industrial Solutions Private Limited | PF200 | Hex Reducer,3/4" X 1",Brass,PBI,0-10 Barg,100° C,PT | Piping and Fittings | Hex Reducer | Nos | 7412 | 18.00 | 0.00 | Yes | Yes | No |  | finished_good |  | Buy external | No |  |  |  | Yes | Yes | Yes
AI • Absstem Industrial Solutions Private Limited | PF206 | Hex Reducer,1.5" X 1.25",Brass,PBI,0-10 Barg,100° C,PT | Piping and Fittings | Hex Reducer | Nos | 7412 | 18.00 | 0.00 | Yes | Yes | No |  | finished_good |  | Buy external | No |  |  |  | Yes | Yes | Yes
AI • Absstem Industrial Solutions Private Limited | PF207 | Hex Reducer,1.5" X 2",Brass,PBI,0-10 Barg,100° C,PT | Piping and Fittings | Hex Reducer | Nos | 7412 | 18.00 | 0.00 | Yes | Yes | No |  | finished_good |  | Buy external | No |  |  |  | Yes | Yes | Yes
AI • Absstem Industrial Solutions Private Limited | PF233 | Hex Reducer,1/4" X 1/2",SS-304,Atam,0-10 Barg,100° C,Male-NPT | Piping and Fittings | Hex Reducer | Nos | 7412 | 18.00 | 0.00 | Yes | Yes | No |  | finished_good |  | Buy external | No |  |  |  | Yes | Yes | Yes
AI • Absstem Industrial Solutions Private Limited | PF235 | Hex Reducer,1/4" X 1",SS-304,Atam,0-10 Barg,100° C,Male-NPT | Piping and Fittings | Hex Reducer | Nos | 7412 | 18.00 | 0.00 | Yes | Yes | No |  | finished_good |  | Buy external | No |  |  |  | Yes | Yes | Yes
AI • Absstem Industrial Solutions Private Limited | PF245 | Hex Reducer,1" X 2",SS-304,Atam,0-10 Barg,100° C,Male-NPT | Piping and Fittings | Hex Reducer | Nos | 7412 | 18.00 | 0.00 | Yes | Yes | No |  | finished_good |  | Buy external | No |  |  |  | Yes | Yes | Yes
AI • Absstem Industrial Solutions Private Limited | PF247 | Hex Reducer,1.5" X 2",SS-304,Atam,0-10 Barg,100° C,Male-NPT | Piping and Fittings | Hex Reducer | Nos | 7412 | 18.00 | 0.00 | Yes | Yes | No |  | finished_good |  | Buy external | No |  |  |  | Yes | Yes | Yes
AI • Absstem Industrial Solutions Private Limited | PF25 | Hex Nipple,1",SS-304,Atam,0-10 Barg,100° C,Male-NPT | Piping and Fittings | Hex Nipple | Nos | 7307 | 18.00 | 0.00 | Yes | Yes | No |  | finished_good |  | Buy external | No |  |  |  | Yes | Yes | Yes
AI • Absstem Industrial Solutions Private Limited | PF293 | Bush Reducer,1/4" X 1/2",Brass,PBI,0-10 Barg,100° C,Male-PT | Piping and Fittings | Bush Reducer | Nos | 7412 | 18.00 | 0.00 | Yes | Yes | No |  | finished_good |  | Buy external | No |  |  |  | Yes | Yes | Yes
AI • Absstem Industrial Solutions Private Limited | PF296 | Bush Reducer,1/2" X 3/4",Brass,PBI,0-10 Barg,100° C,Male-PT | Piping and Fittings | Bush Reducer | Nos | 7412 | 18.00 | 0.00 | Yes | Yes | No |  | finished_good |  | Buy external | No |  |  |  | Yes | Yes | Yes
AI • Absstem Industrial Solutions Private Limited | PF297 | Bush Reducer,1/2" X 1",Brass,PBI,0-10 Barg,100° C,Male-PT | Piping and Fittings | Bush Reducer | Nos | 7412 | 18.00 | 0.00 | Yes | Yes | No |  | finished_good |  | Buy external | No |  |  |  | Yes | Yes | Yes
AI • Absstem Industrial Solutions Private Limited | PF299 | Bush Reducer,3/4" X 1",Brass,PBI,0-10 Barg,100° C,Male-PT | Piping and Fittings | Bush Reducer | Nos | 7412 | 18.00 | 0.00 | Yes | Yes | No |  | finished_good |  | Buy external | No |  |  |  | Yes | Yes | Yes
AI • Absstem Industrial Solutions Private Limited | PF301 | Bush Reducer,1" X 1.5",Brass,PBI,0-10 Barg,100° C,Male-PT | Piping and Fittings | Bush Reducer | Nos | 7412 | 18.00 | 0.00 | Yes | Yes | No |  | finished_good |  | Buy external | No |  |  |  | Yes | Yes | Yes
AI • Absstem Industrial Solutions Private Limited | PF336 | Dead Plug,1",Brass,PBI,0-10 Barg.,100° C,Male-PT | Piping and Fittings | Dead Plug | Nos | 391739 | 18.00 | 0.00 | Yes | Yes | No |  | finished_good |  | Buy external | No |  |  |  | Yes | Yes | Yes
AI • Absstem Industrial Solutions Private Limited | PF340 | Dead Plug,1/2",MS,,0-10 Barg.,100° C,Male-NPT | Piping and Fittings | Dead Plug | Nos | 391739 | 18.00 | 0.00 | Yes | Yes | No |  | finished_good |  | Buy external | No |  |  |  | Yes | Yes | Yes
AI • Absstem Industrial Solutions Private Limited | PF367 | Equal Tee,1/2",Brass,PBI,0-10 Barg.,100° C,Female-PT | Piping and Fittings | Equal Tee | Nos | 7412 | 18.00 | 0.00 | Yes | Yes | No |  | finished_good |  | Buy external | No |  |  |  | Yes | Yes | Yes
AI • Absstem Industrial Solutions Private Limited | PF368 | Equal Tee,3/4",Brass,PBI,0-10 Barg.,100° C,Female-PT | Piping and Fittings | Equal Tee | Nos | 7412 | 18.00 | 0.00 | Yes | Yes | No |  | finished_good |  | Buy external | No |  |  |  | Yes | Yes | Yes
AI • Absstem Industrial Solutions Private Limited | PF369 | Equal Tee,1",Brass,PBI,0-10 Barg.,100° C,Female-PT | Piping and Fittings | Equal Tee | Nos | 7412 | 18.00 | 0.00 | Yes | Yes | No |  | finished_good |  | Buy external | No |  |  |  | Yes | Yes | Yes
AI • Absstem Industrial Solutions Private Limited | PF4 | Hex Nipple,3/4",Brass,PBI,0-10 Barg,100° C,Male-PT | Piping and Fittings | Hex Nipple | Nos | 7307 | 18.00 | 0.00 | Yes | Yes | No |  | finished_good |  | Buy external | No |  |  |  | Yes | Yes | Yes
AI • Absstem Industrial Solutions Private Limited | PF409 | Hose,3/4",Crimped,Synthetic Rubber,Parker-R6,Female-PT,0-35 Barg,(-35°C to 100°C) | Piping and Fittings | Hose | Mtr | 391739 | 18.00 | 0.00 | Yes | Yes | No |  | finished_good |  | Buy external | No |  |  |  | Yes | Yes | Yes
AI • Absstem Industrial Solutions Private Limited | PF411 | Hose,1",Crimped,Synthetic Rubber,Parker-R6,Female-PT,0-35 Barg,(-35°C to 100°C) | Piping and Fittings | Hose | Mtr | 391739 | 18.00 | 0.00 | Yes | Yes | No |  | finished_good |  | Buy external | No |  |  |  | Yes | Yes | Yes
AI • Absstem Industrial Solutions Private Limited | PF437 | Pipe,ID 20 mm,2.5 mm,PL-AL-PL,ERW,Jindal,0-10 Barg,60°C | Piping and Fittings | Pipe | MTR | 391721 | 18.00 | 0.00 | Yes | Yes | No |  | finished_good |  | Buy external | No |  |  |  | Yes | Yes | Yes
AI • Absstem Industrial Solutions Private Limited | PF438 | Pipe,ID 25 mm,3.5 mm,PL-AL-PL,ERW,Jindal,0-10 Barg,60°C | Piping and Fittings | Pipe | MTR | 391721 | 18.00 | 0.00 | Yes | Yes | No |  | finished_good |  | Buy external | No |  |  |  | Yes | Yes | Yes
AI • Absstem Industrial Solutions Private Limited | PF461 | Door Lock,Swing Handle,Arihunt,PVC/MS, | Piping and Fittings | Door Lock | Nos | 8301 | 18.00 | 0.00 | Yes | Yes | No |  | finished_good |  | Buy external | No |  |  |  | Yes | Yes | Yes
AI • Absstem Industrial Solutions Private Limited | PF477 | Bolt,Allen,6 X 20 mm,SS,Metric Thread, | Piping and Fittings | Bolt | Nos | 7318 | 18.00 | 0.00 | Yes | Yes | No |  | finished_good |  | Buy external | No |  |  |  | Yes | Yes | Yes
AI • Absstem Industrial Solutions Private Limited | PF480 | Bolt,Hex,10 X 40 mm,MS-HTB,Metric Thread, | Piping and Fittings | Bolt | Nos | 7318 | 18.00 | 0.00 | Yes | Yes | No |  | finished_good |  | Buy external | No |  |  |  | Yes | Yes | Yes
AI • Absstem Industrial Solutions Private Limited | PF498 | Bolt,Self Screw,4 X 20 mm,SS,, | Piping and Fittings | Bolt | Nos | 7318 | 18.00 | 0.00 | Yes | Yes | No |  | finished_good |  | Buy external | No |  |  |  | Yes | Yes | Yes
AI • Absstem Industrial Solutions Private Limited | PF5 | Hex Nipple,1",Brass,PBI,0-10 Barg,100° C,Male-PT | Piping and Fittings | Hex Nipple | Nos | 7307 | 18.00 | 0.00 | Yes | Yes | No |  | finished_good |  | Buy external | No |  |  |  | Yes | Yes | Yes
AI • Absstem Industrial Solutions Private Limited | PF500 | Bolt,Fastener,10 mm,MS,Metric Thread, | Piping and Fittings | Bolt | Nos | 7318 | 18.00 | 0.00 | Yes | Yes | No |  | finished_good |  | Buy external | No |  |  |  | Yes | Yes | Yes
AI • Absstem Industrial Solutions Private Limited | PF501 | Bolt,Rivet,3 mm,AL,Non-Threaded, | Piping and Fittings | Bolt | Nos | 7318 | 18.00 | 0.00 | Yes | Yes | No |  | finished_good |  | Buy external | No |  |  |  | Yes | Yes | Yes
AI • Absstem Industrial Solutions Private Limited | PF502 | Washer,4 mm,Plain,MS, | Piping and Fittings | Washer | Nos | 7318 | 18.00 | 0.00 | Yes | Yes | No |  | finished_good |  | Buy external | No |  |  |  | Yes | Yes | Yes
AI • Absstem Industrial Solutions Private Limited | PF503 | Washer,6 mm,Plain,MS, | Piping and Fittings | Washer | Nos | 7318 | 18.00 | 0.00 | Yes | Yes | No |  | finished_good |  | Buy external | No |  |  |  | Yes | Yes | Yes
AI • Absstem Industrial Solutions Private Limited | PF505 | Washer,10 mm,Plain,MS, | Piping and Fittings | Washer | Nos | 7318 | 18.00 | 0.00 | Yes | Yes | No |  | finished_good |  | Buy external | No |  |  |  | Yes | Yes | Yes
AI • Absstem Industrial Solutions Private Limited | PF507 | Washer,16 mm,Plain,SS, | Piping and Fittings | Washer | Nos | 7318 | 18.00 | 0.00 | Yes | Yes | No |  | finished_good |  | Buy external | No |  |  |  | Yes | Yes | Yes
AI • Absstem Industrial Solutions Private Limited | PF515 | PU Fitting,Equal Cross,8 mm,Polyurethane,Janatics,0-10 Barg.,(-10°C to 60°C) | Piping and Fittings | PU Fitting | Nos | 391721 | 18.00 | 0.00 | Yes | Yes | No |  | finished_good |  | Buy external | No |  |  |  | Yes | Yes | Yes
AI • Absstem Industrial Solutions Private Limited | PF517 | PU Fitting,Male Elbow,1/4" X 8 mm,Polyurethane,Janatics-WP2210851,0-10 Barg.,(-10°C to 60°C) | Piping and Fittings | PU Fitting | Nos | 391721 | 18.00 | 0.00 | Yes | Yes | No |  | finished_good |  | Buy external | No |  |  |  | Yes | Yes | Yes
AI • Absstem Industrial Solutions Private Limited | PF519 | PU Fitting,Male Elbow,1/2" X 12 mm,Polyurethane,Janatics,0-10 Barg.,(-10°C to 60°C) | Piping and Fittings | PU Fitting | Nos | 391721 | 18.00 | 0.00 | Yes | Yes | No |  | finished_good |  | Buy external | No |  |  |  | Yes | Yes | Yes
AI • Absstem Industrial Solutions Private Limited | PF523 | PU Fitting,Equal Tee,8 mm,Polyurethane,Janatics-WP2300808,0-10 Barg.,(-10°C to 60°C) | Piping and Fittings | PU Fitting | Nos | 391721 | 18.00 | 0.00 | Yes | Yes | No |  | finished_good |  | Buy external | No |  |  |  | Yes | Yes | Yes
AI • Absstem Industrial Solutions Private Limited | PF524 | PU Fitting,Straight Connector,8 mm,Polyurethane,Janatics,0-10 Barg.,(-10°C to 60°C) | Piping and Fittings | PU Fitting | Nos | 391721 | 18.00 | 0.00 | Yes | Yes | No |  | finished_good |  | Buy external | No |  |  |  | Yes | Yes | Yes
AI • Absstem Industrial Solutions Private Limited | PF529 | PU Fitting,Male Connector,1/4" X 8 mm,Polyurethane,Janatics-WP2110851,0-10 Barg.,(-10°C to 60°C) | Piping and Fittings | PU Fitting | Nos | 391721 | 18.00 | 0.00 | Yes | Yes | No |  | finished_good |  | Buy external | No |  |  |  | Yes | Yes | Yes
AI • Absstem Industrial Solutions Private Limited | PF531 | PU Fitting,Male Connector,1/2" X 8 mm,Polyurethane,Janatics-WP2110853,0-10 Barg.,(-10°C to 60°C) | Piping and Fittings | PU Fitting | Nos | 391721 | 18.00 | 0.00 | Yes | Yes | No |  | finished_good |  | Buy external | No |  |  |  | Yes | Yes | Yes
AI • Absstem Industrial Solutions Private Limited | PF533 | PU Fitting,Male Connector,1/2" X 12 mm,Polyurethane,Janatics,0-10 Barg.,(-10°C to 60°C) | Piping and Fittings | PU Fitting | Nos | 391721 | 18.00 | 0.00 | Yes | Yes | No |  | finished_good |  | Buy external | No |  |  |  | Yes | Yes | Yes
AI • Absstem Industrial Solutions Private Limited | PF537 | PU Fitting,Tube,8 mm,Polyurethane,Parker,Transparent,0-8 Barg.,(-20°C to 60°C) | Piping and Fittings | PU Fitting | MTR | 391721 | 18.00 | 0.00 | Yes | Yes | No |  | finished_good |  | Buy external | No |  |  |  | Yes | Yes | Yes
AI • Absstem Industrial Solutions Private Limited | PF539 | PU Fitting,Tube,12 mm,Polyurethane,Parker,Transparent,0-8 Barg.,(-20°C to 60°C) | Piping and Fittings | PU Fitting | MTR | 391721 | 18.00 | 0.00 | Yes | Yes | No |  | finished_good |  | Buy external | No |  |  |  | Yes | Yes | Yes
AI • Absstem Industrial Solutions Private Limited | PF543 | Pipe Nipple,1",GI,,0-25 Barg,(-10°C to 60°C),Male-NPT | Piping and Fittings | Pipe Nipple | Nos | 7307 | 18.00 | 0.00 | Yes | Yes | No |  | finished_good |  | Buy external | No |  |  |  | Yes | Yes | Yes
AI • Absstem Industrial Solutions Private Limited | PF564 | Nut,Hex,4 mm,MS-HTB,,Metric Thread | Piping and Fittings | Nut | Nos | 7318 | 18.00 | 0.00 | Yes | Yes | No |  | finished_good |  | Buy external | No |  |  |  | Yes | Yes | Yes
AI • Absstem Industrial Solutions Private Limited | PF566 | Nut,Hex,10 mm,MS-HTB,,Metric Thread | Piping and Fittings | Nut | Nos | 7318 | 18.00 | 0.00 | Yes | Yes | No |  | finished_good |  | Buy external | No |  |  |  | Yes | Yes | Yes
AI • Absstem Industrial Solutions Private Limited | PF583 | Three Piece Union,3/4",SS-304,Atam,0-10 Bar,100° C,Female-PT,Teflon Ring | Piping and Fittings | Three Piece Union | Nos | 7412 | 18.00 | 0.00 | Yes | Yes | No |  | finished_good |  | Buy external | No |  |  |  | Yes | Yes | Yes
AI • Absstem Industrial Solutions Private Limited | PF584 | Three Piece Union,1",SS-304,Atam,0-10 Bar,100° C,Female-PT,Teflon Ring | Piping and Fittings | Three Piece Union | Nos | 7412 | 18.00 | 0.00 | Yes | Yes | No |  | finished_good |  | Buy external | No |  |  |  | Yes | Yes | Yes
AI • Absstem Industrial Solutions Private Limited | PF592 | Hex Nipple,1/2",Brass,PBI,0-10 Barg,100° C,Male-PT | Piping and Fittings | Hex Nipple | Nos | 7307 | 18.00 | 0.00 | Yes | Yes | No |  | finished_good |  | Buy external | No |  |  |  | Yes | Yes | Yes
AI • Absstem Industrial Solutions Private Limited | PF594 | Hex Nipple,1/2",SS-304,Atam,0-10 Barg,100° C,Male-NPT | Piping and Fittings | Hex Nipple | Nos | 7307 | 18.00 | 0.00 | Yes | Yes | No |  | finished_good |  | Buy external | No |  |  |  | Yes | Yes | Yes
AI • Absstem Industrial Solutions Private Limited | PF598 | Equal Elbow,1/2",Brass,PBI,0-10 Barg,100° C,Female-PT | Piping and Fittings | Equal Elbow | Nos | 848790 | 18.00 | 0.00 | Yes | Yes | No |  | finished_good |  | Buy external | No |  |  |  | Yes | Yes | Yes
AI • Absstem Industrial Solutions Private Limited | PF6 | Hex Nipple,1.25",Brass,PBI,0-10 Barg,100° C,Male-PT | Piping and Fittings | Hex Nipple | Nos | 7307 | 18.00 | 0.00 | Yes | Yes | No |  | finished_good |  | Buy external | No |  |  |  | Yes | Yes | Yes
AI • Absstem Industrial Solutions Private Limited | PF604 | Socket,1/2",Brass,PBI,0-10 Barg,100° C,Female-PT | Piping and Fittings | Socket | Nos | 7412 | 18.00 | 0.00 | Yes | Yes | No |  | finished_good |  | Buy external | No |  |  |  | Yes | Yes | Yes
AI • Absstem Industrial Solutions Private Limited | PF605 | Socket,1/2",SS-304,Atam,0-10 Barg,100° C,Female-PT | Piping and Fittings | Socket | Nos | 7412 | 18.00 | 0.00 | Yes | Yes | No |  | finished_good |  | Buy external | No |  |  |  | Yes | Yes | Yes
AI • Absstem Industrial Solutions Private Limited | PF606 | Socket,1/2",MS,VS,0-10 Barg,100° C,Female-PT | Piping and Fittings | Socket | Nos | 7412 | 18.00 | 0.00 | Yes | Yes | No |  | finished_good |  | Buy external | No |  |  |  | Yes | Yes | Yes
AI • Absstem Industrial Solutions Private Limited | PF61 | Equal Elbow,1/4",Brass,PBI,0-10 Barg,100° C,Female-PT | Piping and Fittings | Equal Elbow | Nos | 848790 | 18.00 | 0.00 | Yes | Yes | No |  | finished_good |  | Buy external | No |  |  |  | Yes | Yes | Yes
AI • Absstem Industrial Solutions Private Limited | PF614 | Nut,Hex,6 mm,SS,,Metric Thread | Piping and Fittings | Nut | Nos | 7318 | 18.00 | 0.00 | Yes | Yes | No |  | finished_good |  | Buy external | No |  |  |  | Yes | Yes | Yes
AI • Absstem Industrial Solutions Private Limited | PF64 | Equal Elbow,3/4",Brass,PBI,0-10 Barg,100° C,Female-PT | Piping and Fittings | Equal Elbow | Nos | 848790 | 18.00 | 0.00 | Yes | Yes | No |  | finished_good |  | Buy external | No |  |  |  | Yes | Yes | Yes
AI • Absstem Industrial Solutions Private Limited | PF7 | Hex Nipple,1.5",Brass,PBI,0-10 Barg,100° C,Male-PT | Piping and Fittings | Hex Nipple | Nos | 7307 | 18.00 | 0.00 | Yes | Yes | No |  | finished_good |  | Buy external | No |  |  |  | Yes | Yes | Yes
AI • Absstem Industrial Solutions Private Limited | PF760 | Equal Tee,1",SS-304,Anjana Steel,0-10 Barg,100° C,Female-NPT | Piping and Fittings | Equal Tee | Nos | 7412 | 18.00 | 0.00 | Yes | Yes | No |  | finished_good |  | Buy external | No |  |  |  | Yes | Yes | Yes
AI • Absstem Industrial Solutions Private Limited | PF81 | Equal Elbow,1/4",SS-304,Atam,0-10 Barg,100° C,Female-NPT | Piping and Fittings | Equal Elbow | Nos | 848790 | 18.00 | 0.00 | Yes | Yes | No |  | finished_good |  | Buy external | No |  |  |  | Yes | Yes | Yes
AI • Absstem Industrial Solutions Private Limited | PF836 | Push and Press,90 D Elbow,42 mm,SS-304,Insta Pressfit | Piping and Fittings | Push and Press | Nos | 7307 | 18.00 | 0.00 | Yes | Yes | No |  | finished_good |  | Buy external | No |  |  |  | Yes | Yes | Yes
AI • Absstem Industrial Solutions Private Limited | PF837 | Push and Press,90 D Elbow,54 mm,SS-304,Insta Pressfit | Piping and Fittings | Push and Press | Nos | 7307 | 18.00 | 0.00 | Yes | Yes | No |  | finished_good |  | Buy external | No |  |  |  | Yes | Yes | Yes
AI • Absstem Industrial Solutions Private Limited | PF838 | Push and Press,Tee,42 mm,SS-304,Insta Pressfit | Piping and Fittings | Push and Press | Nos | 7307 | 18.00 | 0.00 | Yes | Yes | No |  | finished_good |  | Buy external | No |  |  |  | Yes | Yes | Yes
AI • Absstem Industrial Solutions Private Limited | PF839 | Push and Press,Tee,54 mm,SS-304,Insta Pressfit | Piping and Fittings | Push and Press | Nos | 7307 | 18.00 | 0.00 | Yes | Yes | No |  | finished_good |  | Buy external | No |  |  |  | Yes | Yes | Yes
AI • Absstem Industrial Solutions Private Limited | PF840 | Push and Press,Male Adapter,42 mm X 1.5",SS-304,Insta Pressfit | Piping and Fittings | Push and Press | Nos | 7307 | 18.00 | 0.00 | Yes | Yes | No |  | finished_good |  | Buy external | No |  |  |  | Yes | Yes | Yes
AI • Absstem Industrial Solutions Private Limited | PF842 | Push and Press,Female Adapter,42 mm X 1.5",SS-304,Insta Pressfit | Piping and Fittings | Push and Press | Nos | 7307 | 18.00 | 0.00 | Yes | Yes | No |  | finished_good |  | Buy external | No |  |  |  | Yes | Yes | Yes
AI • Absstem Industrial Solutions Private Limited | PF843 | Push and Press,Union,28 mm,SS-304,Insta Pressfit | Piping and Fittings | Push and Press | Nos | 7307 | 18.00 | 0.00 | Yes | Yes | No |  | finished_good |  | Buy external | No |  |  |  | Yes | Yes | Yes
AI • Absstem Industrial Solutions Private Limited | PF846 | Push and Press,Reducer Socket,42 X 28 mm,SS-304,Insta Pressfit | Piping and Fittings | Push and Press | Nos | 7307 | 18.00 | 0.00 | Yes | Yes | No |  | finished_good |  | Buy external | No |  |  |  | Yes | Yes | Yes
AI • Absstem Industrial Solutions Private Limited | PF864 | Push and Press,Branch Female Tee,15 mm X 1/2",SS-304,Insta Pressfit | Piping and Fittings | Push and Press | Nos | 7307 | 18.00 | 0.00 | Yes | Yes | No |  | finished_good |  | Buy external | No |  |  |  | Yes | Yes | Yes
AI • Absstem Industrial Solutions Private Limited | PF866 | Push and Press,Branch Female Tee,28 mm X 1",SS-304,Insta Pressfit | Piping and Fittings | Push and Press | Nos | 7307 | 18.00 | 0.00 | Yes | Yes | No |  | finished_good |  | Buy external | No |  |  |  | Yes | Yes | Yes
AI • Absstem Industrial Solutions Private Limited | PF867 | Push and Press,Branch Female Tee,28 mm X 1/2",SS-304,Insta Pressfit | Piping and Fittings | Push and Press | Nos | 7307 | 18.00 | 0.00 | Yes | Yes | No |  | finished_good |  | Buy external | No |  |  |  | Yes | Yes | Yes
AI • Absstem Industrial Solutions Private Limited | PF87 | Equal Elbow,1.5",SS-304,Atam,0-10 Barg,100° C,Female-NPT | Piping and Fittings | Equal Elbow | Nos | 848790 | 18.00 | 0.00 | Yes | Yes | No |  | finished_good |  | Buy external | No |  |  |  | Yes | Yes | Yes
AI • Absstem Industrial Solutions Private Limited | PF870 | Push and Press,Branch Male Tee,28 mm X 1",SS-304,Insta Pressfit | Piping and Fittings | Push and Press | Nos | 7307 | 18.00 | 0.00 | Yes | Yes | No |  | finished_good |  | Buy external | No |  |  |  | Yes | Yes | Yes
AI • Absstem Industrial Solutions Private Limited | PF871 | Push and Press,Branch Male Tee,28 mm X 1/2",SS-304,Insta Pressfit | Piping and Fittings | Push and Press | Nos | 7307 | 18.00 | 0.00 | Yes | Yes | No |  | finished_good |  | Buy external | No |  |  |  | Yes | Yes | Yes
AI • Absstem Industrial Solutions Private Limited | PF874 | Push and Press,Branch Male Tee,15 mm X 1/2",SS-304,Insta Pressfit | Piping and Fittings | Push and Press | Nos | 7307 | 18.00 | 0.00 | Yes | Yes | No |  | finished_good |  | Buy external | No |  |  |  | Yes | Yes | Yes
AI • Absstem Industrial Solutions Private Limited | PF875 | Push and Press,90 D Elbow,15 mm,SS-304,Insta Pressfit | Piping and Fittings | Push and Press | Nos | 7307 | 18.00 | 0.00 | Yes | Yes | No |  | finished_good |  | Buy external | No |  |  |  | Yes | Yes | Yes
AI • Absstem Industrial Solutions Private Limited | PF877 | Push and Press,90 D Elbow,28 mm,SS-304,Insta Pressfit | Piping and Fittings | Push and Press | Nos | 7307 | 18.00 | 0.00 | Yes | Yes | No |  | finished_good |  | Buy external | No |  |  |  | Yes | Yes | Yes
AI • Absstem Industrial Solutions Private Limited | PF878 | Push and Press,Tee,15 mm,SS-304,Insta Pressfit | Piping and Fittings | Push and Press | Nos | 7307 | 18.00 | 0.00 | Yes | Yes | No |  | finished_good |  | Buy external | No |  |  |  | Yes | Yes | Yes
AI • Absstem Industrial Solutions Private Limited | PF88 | Equal Elbow,2",SS-304,Atam,0-10 Barg,100° C,Female-NPT | Piping and Fittings | Equal Elbow | Nos | 848790 | 18.00 | 0.00 | Yes | Yes | No |  | finished_good |  | Buy external | No |  |  |  | Yes | Yes | Yes
AI • Absstem Industrial Solutions Private Limited | PF880 | Push and Press,Tee,28 mm,SS-304,Insta Pressfit | Piping and Fittings | Push and Press | Nos | 7307 | 18.00 | 0.00 | Yes | Yes | No |  | finished_good |  | Buy external | No |  |  |  | Yes | Yes | Yes
AI • Absstem Industrial Solutions Private Limited | PF881 | Push and Press,Male Adapter,15 mm X 1/2",SS-304,Insta Pressfit | Piping and Fittings | Push and Press | Nos | 7307 | 18.00 | 0.00 | Yes | Yes | No |  | finished_good |  | Buy external | No |  |  |  | Yes | Yes | Yes
AI • Absstem Industrial Solutions Private Limited | PF883 | Push and Press,Male Adapter,28 mm X 1",SS-304,Insta Pressfit | Piping and Fittings | Push and Press | Nos | 7307 | 18.00 | 0.00 | Yes | Yes | No |  | finished_good |  | Buy external | No |  |  |  | Yes | Yes | Yes
AI • Absstem Industrial Solutions Private Limited | PF886 | Push and Press,Female Adapter,54 mm X 2",SS-304,Insta Pressfit | Piping and Fittings | Push and Press | Nos | 7307 | 18.00 | 0.00 | Yes | Yes | No |  | finished_good |  | Buy external | No |  |  |  | Yes | Yes | Yes
AI • Absstem Industrial Solutions Private Limited | PF887 | Push and Press,Union,15 mm,SS-304,Insta Pressfit | Piping and Fittings | Push and Press | Nos | 7307 | 18.00 | 0.00 | Yes | Yes | No |  | finished_good |  | Buy external | No |  |  |  | Yes | Yes | Yes
AI • Absstem Industrial Solutions Private Limited | PF890 | Push and Press,90 D Male Elbow,15 mm X 1/2",SS-304,Insta Pressfit | Piping and Fittings | Push and Press | Nos | 7307 | 18.00 | 0.00 | Yes | Yes | No |  | finished_good |  | Buy external | No |  |  |  | Yes | Yes | Yes
AI • Absstem Industrial Solutions Private Limited | PF892 | Push and Press,90 D Male Elbow,28 mm X 1",SS-304,Insta Pressfit | Piping and Fittings | Push and Press | Nos | 7307 | 18.00 | 0.00 | Yes | Yes | No |  | finished_good |  | Buy external | No |  |  |  | Yes | Yes | Yes
AI • Absstem Industrial Solutions Private Limited | PF893 | Push and Press,Pipe,15 mm,SS-304,Insta Pressfit | Piping and Fittings | Push and Press | Nos | 7306 | 18.00 | 0.00 | Yes | Yes | No |  | finished_good |  | Buy external | No |  |  |  | Yes | Yes | Yes
AI • Absstem Industrial Solutions Private Limited | PF895 | Push and Press,Pipe,28 mm,SS-304,Insta Pressfit | Piping and Fittings | Push and Press | Nos | 7306 | 18.00 | 0.00 | Yes | Yes | No |  | finished_good |  | Buy external | No |  |  |  | Yes | Yes | Yes
AI • Absstem Industrial Solutions Private Limited | PF896 | Push and Press,Pipe,42 mm,SS-304,Insta Pressfit | Piping and Fittings | Push and Press | Nos | 7306 | 18.00 | 0.00 | Yes | Yes | No |  | finished_good |  | Buy external | No |  |  |  | Yes | Yes | Yes
AI • Absstem Industrial Solutions Private Limited | PF897 | Push and Press,Pipe,54 mm,SS-304,Insta Pressfit | Piping and Fittings | Push and Press | Nos | 7306 | 18.00 | 0.00 | Yes | Yes | No |  | finished_good |  | Buy external | No |  |  |  | Yes | Yes | Yes
AI • Absstem Industrial Solutions Private Limited | PF909 | Hex Nipple,28 mm,SS,Instapressfit,0-10 Barg,100° C,Male-NPT | Piping and Fittings | Hex Nipple | Nos | 7307 | 18.00 | 0.00 | Yes | Yes | No |  | finished_good |  | Buy external | No |  |  |  | Yes | Yes | Yes
AI • Absstem Industrial Solutions Private Limited | PF910 | Hex Nipple,42 mm,SS,Instapressfit,0-10 Barg,100° C,Male-NPT | Piping and Fittings | Hex Nipple | Nos | 7307 | 18.00 | 0.00 | Yes | Yes | No |  | finished_good |  | Buy external | No |  |  |  | Yes | Yes | Yes
AI • Absstem Industrial Solutions Private Limited | PF914 | Push and Press,Valve Connector,28 mm X 1",SS-304,Insta Pressfit | Piping and Fittings | Push and Press | Nos | 7307 | 18.00 | 0.00 | Yes | Yes | No |  | finished_good |  | Buy external | No |  |  |  | Yes | Yes | Yes
AI • Absstem Industrial Solutions Private Limited | PF915 | Push and Press,Valve Connector,42 mm X 1.5",SS-304,Insta Pressfit | Piping and Fittings | Push and Press | Nos | 7307 | 18.00 | 0.00 | Yes | Yes | No |  | finished_good |  | Buy external | No |  |  |  | Yes | Yes | Yes
AI • Absstem Industrial Solutions Private Limited | PRI10 | Sticker,Absstem Industrial,Dark Gray-Tomato Red,2073-2102,,Absstem-S010,Vinyl | Printing | Sticker | Nos | 3921 | 18.00 | 0.00 | Yes | Yes | No |  | finished_good |  | Buy external | No |  |  |  | Yes | Yes | Yes
AI • Absstem Industrial Solutions Private Limited | PRI11 | Sticker,nGEN,Tomato Red-Black,2102-2072,,Absstem-S011,Vinyl | Printing | Sticker | Nos | 3921 | 18.00 | 0.00 | Yes | Yes | No |  | finished_good |  | Buy external | No |  |  |  | Yes | Yes | Yes
AI • Absstem Industrial Solutions Private Limited | PRI12 | Sticker,Cabinet Gauge,Tomato Red,2102,,Absstem-S012,Vinyl | Printing | Sticker | Nos | 3921 | 18.00 | 0.00 | Yes | Yes | No |  | finished_good |  | Buy external | No |  |  |  | Yes | Yes | Yes
AI • Absstem Industrial Solutions Private Limited | PRI15 | Sticker,Industrial Nitrogen Generator,Tomato Red,2102,,Absstem-S015,Vinyl | Printing | Sticker | Nos | 3921 | 18.00 | 0.00 | Yes | Yes | No |  | finished_good |  | Buy external | No |  |  |  | Yes | Yes | Yes
AI • Absstem Industrial Solutions Private Limited | PRI16 | Sticker,X,Black,2072,,Absstem-S016,Vinyl | Printing | Sticker | Nos | 3921 | 18.00 | 0.00 | Yes | Yes | No |  | finished_good |  | Buy external | No |  |  |  | Yes | Yes | Yes
AI • Absstem Industrial Solutions Private Limited | PRI20 | Sticker,Absstem Industrial,Tomato Red-Black,2102-2072,230 X 75 mm,Absstem-S020,Vinyl | Printing | Sticker | Nos | 3921 | 18.00 | 0.00 | Yes | Yes | No |  | finished_good |  | Buy external | No |  |  |  | Yes | Yes | Yes
AI • Absstem Industrial Solutions Private Limited | PRI7 | Sticker,Absstem Reinventing performance with logo,Dark Gray-Vivid Blue-Sky Blue Heachrome Cyan M,207 | Printing | Sticker | Nos | 3921 | 18.00 | 0.00 | Yes | Yes | No |  | finished_good |  | Buy external | No |  |  |  | Yes | Yes | Yes
AI • Absstem Industrial Solutions Private Limited | PRI8 | Sticker,Absstem,Drak Gray,2073,,Absstem-S008,Vinyl | Printing | Sticker | Nos | 3921 | 18.00 | 0.00 | Yes | Yes | No |  | finished_good |  | Buy external | No |  |  |  | Yes | Yes | Yes
AI • Absstem Industrial Solutions Private Limited | SIL2 | Muffler,Alwitco-N05,1/2",211005,Corrosion Resistant Aluminum,80 mm,140 mm,8.6 Barg,Female-BSP | Silencer | Muffler | Nos | 84149090 | 18.00 | 0.00 | Yes | Yes | No |  | finished_good |  | Buy external | No |  |  |  | Yes | Yes | Yes
AI • Absstem Industrial Solutions Private Limited | SIL4 | Muffler,Alwitco-M10,1",111010,Corrosion Resistant Aluminum,99 mm,222 mm,8.6 Barg,Male-NPT | Silencer | Muffler | Nos | 84149090 | 18.00 | 0.00 | Yes | Yes | No |  | finished_good |  | Buy external | No |  |  |  | Yes | Yes | Yes
AI • Absstem Industrial Solutions Private Limited | SIL7 | Muffler,Alwitco-M20,2",111020,Corrosion Resistant Aluminum,133 mm,480 mm,8.6 Barg,Male-NPT | Silencer | Muffler | Nos | 84149090 | 18.00 | 0.00 | Yes | Yes | No |  | finished_good |  | Buy external | No |  |  |  | Yes | Yes | Yes
AI • Absstem Industrial Solutions Private Limited | SS133 | PSA Module Spare,Consumable,Oxygen Sensor,Percentage,Electrochemical,Honeywell-AO2,AA428 - 210,(0 to | Service Spares | PSA Module Spare | Nos | 90330000 | 18.00 | 0.00 | Yes | Yes | No |  | finished_good |  | Buy external | No |  |  |  | Yes | Yes | Yes
AI • Absstem Industrial Solutions Private Limited | TOO17 | Wrench,Adjustable,12",,Taparia | Tools | Wrench | Nos | 8204 | 18.00 | 0.00 | Yes | Yes | No |  | finished_good |  | Buy external | No |  |  |  | Yes | Yes | Yes
AI • Absstem Industrial Solutions Private Limited | TOO19 | Wrench,Pipe,18",,Taparia | Tools | Wrench | Nos | 8204 | 18.00 | 0.00 | Yes | Yes | No |  | finished_good |  | Buy external | No |  |  |  | Yes | Yes | Yes
AI • Absstem Industrial Solutions Private Limited | TOO22 | Plier,Combination,8",,Taparia | Tools | Plier | Nos | 8203 | 18.00 | 0.00 | Yes | Yes | No |  | finished_good |  | Buy external | No |  |  |  | Yes | Yes | Yes
AI • Absstem Industrial Solutions Private Limited | TOO27 | Tool Box,Without Trally,420 X 230 X 160 mm,MS, | Tools | Tool Box | Nos | 8204 | 18.00 | 0.00 | Yes | Yes | No |  | finished_good |  | Buy external | No |  |  |  | Yes | Yes | Yes
AI • Absstem Industrial Solutions Private Limited | TOO4 | Spanner,Open End,20-22,Chrome-Vanadium Steel,Taparia | Tools | Spanner | Nos | 8204 | 18.00 | 0.00 | Yes | Yes | No |  | finished_good |  | Buy external | No |  |  |  | Yes | Yes | Yes
AI • Absstem Industrial Solutions Private Limited | TOO40 | Screw Driver,Flathead/With Electric,,,Taparia | Tools | Screw Driver | Nos | 8205 | 18.00 | 0.00 | Yes | Yes | No |  | finished_good |  | Buy external | No |  |  |  | Yes | Yes | Yes
AI • Absstem Industrial Solutions Private Limited | TOO48 | Allen Key,T Type,5 mm,,Taparia | Tools | Keys | Nos | 8205 | 18.00 | 0.00 | Yes | Yes | No |  | finished_good |  | Buy external | No |  |  |  | Yes | Yes | Yes
AI • Absstem Industrial Solutions Private Limited | TOO5 | Spanner,Open End,24-27,Chrome-Vanadium Steel,Taparia | Tools | Spanner | Nos | 8204 | 18.00 | 0.00 | Yes | Yes | No |  | finished_good |  | Buy external | No |  |  |  | Yes | Yes | Yes
AI • Absstem Industrial Solutions Private Limited | TOO50 | Swing Lock Key,,,,Arihant | Tools-Bulk | Keys | Nos | 8301 | 18.00 | 0.00 | Yes | Yes | No |  | finished_good |  | Buy external | No |  |  |  | Yes | Yes | Yes
AI • Absstem Industrial Solutions Private Limited | TOO54 | Cutter,Tube,,, | Tools | Cutter | Nos | 8203 | 18.00 | 0.00 | Yes | Yes | No |  | finished_good |  | Buy external | No |  |  |  | Yes | Yes | Yes
AI • Absstem Industrial Solutions Private Limited | TOO6 | Spanner,Open End,25-28,Chrome-Vanadium Steel,Taparia | Tools-Bulk | Spanner | Nos | 8204 | 18.00 | 0.00 | Yes | Yes | No |  | finished_good |  | Buy external | No |  |  |  | Yes | Yes | Yes
AI • Absstem Industrial Solutions Private Limited | TOO7 | Spanner,Open End,30-32,Chrome-Vanadium Steel,Taparia | Tools | Spanner | Nos | 8204 | 18.00 | 0.00 | Yes | Yes | No |  | finished_good |  | Buy external | No |  |  |  | Yes | Yes | Yes
AI • Absstem Industrial Solutions Private Limited | TOO8 | Spanner,Open End,32-36,Chrome-Vanadium Steel,Taparia | Tools | Spanner | Nos | 8204 | 18.00 | 0.00 | Yes | Yes | No |  | finished_good |  | Buy external | No |  |  |  | Yes | Yes | Yes
AI • Absstem Industrial Solutions Private Limited | VAL10 | Needle Valve,1/4",PBI,Brass,Male-NPT,Straight,0-10 Bar,(-53°C - 121°C) | Valves-Bulk | Needle Valve | Nos | 8481 | 18.00 | 0.00 | Yes | Yes | No |  | finished_good |  | Buy external | No |  |  |  | Yes | Yes | Yes
AI • Absstem Industrial Solutions Private Limited | VAL102 | Ball Valve,2-way,1.5",CF8-CSS Body-PTFE Seat,Atam-FV-507,Female-BSP,2 Piece,0-10 Barg,(0°C - 100°C) | Valves | Ball Valve | Nos | 8481 | 18.00 | 0.00 | Yes | Yes | No |  | finished_good |  | Buy external | No |  |  |  | Yes | Yes | Yes
AI • Absstem Industrial Solutions Private Limited | VAL124 | PHV,2",6-15 Barg,0-21 Barg,SS,Aira-PLS,NBR,Air / Nitrogen,,0-21 Barg,Up to 85°C,M/F-BSP | Valves | PHV | Nos | 8481 | 18.00 | 0.00 | Yes | Yes | No |  | finished_good |  | Buy external | No |  |  |  | Yes | Yes | Yes
AI • Absstem Industrial Solutions Private Limited | VAL128 | Solenoid valve,Direct Acting,(3/2),1/4",Aluminum,24 V DC,Rotex,NBR,NC,0-10 Barg,(-25°C - 75°C) | Valves | Solenoid valve | Nos | 8481 | 18.00 | 0.00 | Yes | Yes | No |  | finished_good |  | Buy external | No |  |  |  | Yes | Yes | Yes
AI • Absstem Industrial Solutions Private Limited | VAL136 | PRV,High Pressure (210110),Class 150,1",0.5 to 1.5 Barg,1 to 17 Barg,SGCI,Vanaz-R2323,,Air / Nitroge | Valves | PRV | Nos | 84811000 | 18.00 | 0.00 | Yes | Yes | No |  | finished_good |  | Buy external | No |  |  |  | Yes | Yes | Yes
AI • Absstem Industrial Solutions Private Limited | VAL137 | PRV,Low Pressure (210241),Class 150,1.5",30 to 200 mbar,0 to 1.5 Barg,SGCI,Vanaz-R6118,,Air / Nitrog | Valves | PRV | Nos | 84811000 | 18.00 | 0.00 | Yes | Yes | No |  | finished_good |  | Buy external | No |  |  |  | Yes | Yes | Yes
AI • Absstem Industrial Solutions Private Limited | VAL154 | Ball Valve,2-way,1/2",Brass,Poline,Screwed Female,2 Piece,0 to 25 Barg,(-20°C - 180°C) | Valves | Ball Valve | Nos | 8481 | 18.00 | 0.00 | Yes | Yes | No |  | finished_good |  | Buy external | No |  |  |  | Yes | Yes | Yes
AI • Absstem Industrial Solutions Private Limited | VAL155 | Ball Valve,2-way,3/4",Brass,Poline,Screwed Female,2 Piece,0 to 25 Barg,(-20°C - 180°C) | Valves | Ball Valve | Nos | 8481 | 18.00 | 0.00 | Yes | Yes | No |  | finished_good |  | Buy external | No |  |  |  | Yes | Yes | Yes
AI • Absstem Industrial Solutions Private Limited | VAL156 | Ball Valve,2-way,1",Brass,Poline,Screwed Female,2 Piece,0 to 25 Barg,(-20°C - 180°C) | Valves | Ball Valve | Nos | 8481 | 18.00 | 0.00 | Yes | Yes | No |  | finished_good |  | Buy external | No |  |  |  | Yes | Yes | Yes
AI • Absstem Industrial Solutions Private Limited | VAL2 | Angle valve,3/4",Rotex-AV20050V01-F4-P2-6G,SS-304,Female-BSP,Pneumatic-Double Acting,Namur,Air / Nit | Valves | Angle Valve | Nos | 8481 | 18.00 | 0.00 | Yes | Yes | No |  | finished_good |  | Buy external | No |  |  |  | Yes | Yes | Yes
AI • Absstem Industrial Solutions Private Limited | VAL21 | Dome Valve,3-way,1/2",Aluminum,,Female-BSP,Air / Nitrogen,O-Ring,0-10 Barg,Female-BSP,(0°C - 60°C) | Valves | Dome Valve | Nos | 8481 | 18.00 | 0.00 | Yes | Yes | No |  | finished_good |  | Buy external | No |  |  |  | Yes | Yes | Yes
AI • Absstem Industrial Solutions Private Limited | VAL28 | Solenoid valve,Namur,(5 / 2),1/4",Aluminum,24 V DC,Rotex-51424,NBR,,2-10 Barg,(0°C - 60°C) | Valves | Solenoid valve | Nos | 8481 | 18.00 | 0.00 | Yes | Yes | No |  | finished_good |  | Buy external | No |  |  |  | Yes | Yes | Yes
AI • Absstem Industrial Solutions Private Limited | VAL3 | Angle valve,1",Rotex-AV25050V01-F4-P2-8G-B13,SS-304,Female-BSP,Pneumatic-Double Acting,Namur,Air / N | Valves | Angle Valve | Nos | 8481 | 18.00 | 19000.00 | Yes | Yes | No |  | finished_good |  | Buy external | No |  |  |  | Yes | Yes | Yes
AI • Absstem Industrial Solutions Private Limited | VAL4 | Angle valve,1.5",Rotex-AV40090V02-F4-P2-12G,SS-304,Female-BSP,Pneumatic-Double Acting,Namur,Air / Ni | Valves | Angle Valve | Nos | 8481 | 18.00 | 0.00 | Yes | Yes | No |  | finished_good |  | Buy external | No |  |  |  | Yes | Yes | Yes
AI • Absstem Industrial Solutions Private Limited | VAL56 | PRV,,1/2",4-10 Barg,0-18 Barg,SS,Aira-WGP,NBR,Air / Nitrogen,,Up to 85°C,Female-BSP | Valves | PRV | Nos | 8481 | 18.00 | 0.00 | Yes | Yes | No |  | finished_good |  | Buy external | No |  |  |  | Yes | Yes | Yes
AI • Absstem Industrial Solutions Private Limited | VAL57 | PRV,,3/4",4-10 Barg,0-18 Barg,SS,Aira-WGP,NBR,Air / Nitrogen,,Up to 85°C,Female-BSP | Valves | PRV | Nos | 8481 | 18.00 | 0.00 | Yes | Yes | No |  | finished_good |  | Buy external | No |  |  |  | Yes | Yes | Yes
AI • Absstem Industrial Solutions Private Limited | VAL6 | Needle Valve,1/4",Hitech,SS,Female-PT,Straight,414 Barg,(-53°C - 315°C) | Valves-Bulk | Needle Valve | Nos | 8481 | 18.00 | 0.00 | Yes | Yes | No |  | finished_good |  | Buy external | No |  |  |  | Yes | Yes | Yes
AI • Absstem Industrial Solutions Private Limited | VAL61 | PRV,,2",4-10 Barg,0-18 Barg,SS,Aira-WGP,NBR,Air / Nitrogen,,Up to 85°C,Female-BSP | Valves | PRV | Nos | 8481 | 18.00 | 0.00 | Yes | Yes | No |  | finished_good |  | Buy external | No |  |  |  | Yes | Yes | Yes
AI • Absstem Industrial Solutions Private Limited | VAL65 | PRV,Without Filter,1/4",,0-10 Barg,Aluminum,Janatics-FRC136134,,Air / Nitrogen / Oxygen,,(0°C - 60°C | Valves | PRV | Nos | 8481 | 18.00 | 0.00 | Yes | Yes | No |  | finished_good |  | Buy external | No |  |  |  | Yes | Yes | Yes
AI • Absstem Industrial Solutions Private Limited | VAL66 | PRV,With Filter,1/2",,0-10 Barg,Aluminum,Janatics,,Air / Nitrogen / Oxygen,,(0°C - 60°C),Female-BSP | Valves | PRV | Nos | 8481 | 18.00 | 0.00 | Yes | Yes | No |  | finished_good |  | Buy external | No |  |  |  | Yes | Yes | Yes
AI • Absstem Industrial Solutions Private Limited | VAL69 | Flow Control Valve,Straight Connection,8 mm,Push,Polyurethane,Janatics-GR0110808,0-10 Barg, | Valves | Flow Control Valve | Nos | 8481 | 18.00 | 0.00 | Yes | Yes | No |  | finished_good |  | Buy external | No |  |  |  | Yes | Yes | Yes
AI • Absstem Industrial Solutions Private Limited | VAL8 | Needle Valve,1/2",Hitech,SS,Female-PT,Straight,207 Barg,(-53°C - 315°C) | Valves-Bulk | Needle Valve | Nos | 8481 | 18.00 | 0.00 | Yes | Yes | No |  | finished_good |  | Buy external | No |  |  |  | Yes | Yes | Yes
AI • Absstem Industrial Solutions Private Limited | VAL80 | PHV,3/4",0.5-10 Barg,0-21 Barg,SS,Aira-PLS,Viton,Air / Nitrogen,,0-21 Barg,(0°C - 170°C),M/F-BSP | Valves | PHV | Nos | 8481 | 18.00 | 0.00 | Yes | Yes | No |  | finished_good |  | Buy external | No |  |  |  | Yes | Yes | Yes
AI • Absstem Industrial Solutions Private Limited | VAL88 | PHV-O2,1/2",0.5-10 Barg,SS,Aira-PLS,Teflon,Oxygen,,0-21 Barg,(0°C - 170°C),M/F-BSP | Valves | PHV | Nos | 8481 | 18.00 | 0.00 | Yes | Yes | No |  | finished_good |  | Buy external | No |  |  |  | Yes | Yes | Yes
AI • Absstem Industrial Solutions Private Limited | VAL9 | Needle Valve,1/4",PBI,Brass,Female-PT,Straight,0-10 Bar,(-53°C - 121°C) | Valves-Bulk | Needle Valve | Nos | 8481 | 18.00 | 0.00 | Yes | Yes | No |  | finished_good |  | Buy external | No |  |  |  | Yes | Yes | Yes
AI • Absstem Industrial Solutions Private Limited | VAL97 | NRV,1/2",Brass,CIM-32,M/F-BSP,Teflon,Air / Nitrogen /Oxygen,0-16 Barg,(0°C - 60°C) | Valves | NRV | Nos | 8481 | 18.00 | 0.00 | Yes | Yes | No |  | finished_good |  | Buy external | No |  |  |  | Yes | Yes | Yes
AI • Absstem Industrial Solutions Private Limited | VAL98 | NRV,3/4",Brass,CIM-32,M/F-BSP,Teflon,Air / Nitrogen /Oxygen,0-16 Barg,(0°C - 60°C) | Valves | NRV | Nos | 8481 | 18.00 | 0.00 | Yes | Yes | No |  | finished_good |  | Buy external | No |  |  |  | Yes | Yes | Yes
AI • Absstem Industrial Solutions Private Limited | VAL99 | NRV,1",Brass,CIM-30,M/F-BSP,Teflon,Air / Nitrogen /Oxygen,0-16 Barg,(0°C - 60°C) | Valves | NRV | Nos | 8481 | 18.00 | 0.00 | Yes | Yes | No |  | finished_good |  | Buy external | No |  |  |  | Yes | Yes | Yes
AI • Absstem Industrial Solutions Private Limited | VB3 | Needle Valve,1/2",Hitech,SS,Female-NPT,Straight,100 Barg,(-53°C - 315°C) | Valves-Bulk | Needle Valve | MTR | 8481 | 18.00 | 0.00 | Yes | Yes | No |  | finished_good |  | Buy external | No |  |  |  | Yes | Yes | Yes
AI • Absstem Industrial Solutions Private Limited | nGEN001HF | nGEN001HF | Nitrogen | nGen Nitrogen Generator High Flow | Nos | 84051090 | 18.00 | 710000.00 | Yes | Yes | No | ABSSTEM | FG | nGen Nitrogen Generator High Flow | Intercompany sourced | No |  | AT • ABSSTEM Technologies LLP |  | Yes | Yes | Yes | AI buys this item from AT. | Gas Generated | Nitrogen | Gas Pressure | upto 6.5 Barg | FLOW AT 95% PURITY | 14 Nm3/Hr DRY AIR REQUIRED 14 CFM | FLOW AT 97% PURITY | 11 Nm3/Hr DRY AIR REQUIRED 13 CFM | FLOW AT 98% PURITY | 10 Nm3/Hr DRY AIR REQUIRED 12 CFM | COMPRESSED AIR PRESSURE REQUIRED | 7.5 Barg | RECOMMENDED NITROGEN STORAGE | 500 Liters | POWER SUPPLY | 230 V/ 110 V 50/60 Hz Single Phase | RECOMMENDED AIR RECEIVER | 200 Litres Part of Air System | CMS Warranty | 10 Years*
AI • Absstem Industrial Solutions Private Limited | nGEN001SH | nGEN001SH | Nitrogen | nGen Nitrogen Generator High Purity | Nos | 84051090 | 18.00 | 800000.00 | Yes | Yes | No | ABSSTEM | FG | nGen Nitrogen Generator High Purity | Intercompany sourced | No |  | AT • ABSSTEM Technologies LLP |  | Yes | Yes | Yes | AI buys this item from AT. | Gas Generated | Nitrogen | Gas Pressure | upto 6.5 Barg | FLOW AT 99% PURITY | 8 Nm3/Hr DRY AIR REQUIRED 10 CFM | FLOW AT 99.5% PURITY | 7 Nm3/Hr DRY AIR REQUIRED 10 CFM | FLOW AT 99.9% PURITY | 5 Nm3/Hr DRY AIR REQUIRED 10 CFM | FLOW AT 99.95% PURITY | 4 Nm3/Hr DRY AIR REQUIRED 10 CFM | COMPRESSED AIR PRESSURE REQUIRED | 7.5 Barg | RECOMMENDED NITROGEN STORAGE | 500 Liters | POWER SUPPLY | 230 V/ 110 V 50/60 Hz Single Phase | RECOMMENDED AIR RECEIVER | 200 Litres Part of Air System | INPUT AIR DEW POINT MONITOR | INCLUDED | CMS Warranty | 10 Years*
AI • Absstem Industrial Solutions Private Limited | nGEN001UH | nGEN001UH | Nitrogen | nGen Nitrogen Generator Ultra Purity | Nos | 84051090 | 18.00 | 1050000.00 | Yes | Yes | No | ABSSTEM | FG | nGen Nitrogen Generator Ultra Purity | Intercompany sourced | No |  | AT • ABSSTEM Technologies LLP |  | Yes | Yes | Yes | AI buys this item from AT. | Gas Generated | Nitrogen | Gas Pressure | upto 6.5 Barg | FLOW AT 99.99% PURITY | 3.3 Nm3/Hr DRY AIR REQUIRED 10 CFM | FLOW AT 99.995% PURITY | 3 Nm3/Hr DRY AIR REQUIRED 10 CFM | FLOW AT 99.999% PURITY | 2.2 Nm3/Hr DRY AIR REQUIRED 10 CFM | COMPRESSED AIR PRESSURE REQUIRED | 7.5 Barg | RECOMMENDED NITROGEN STORAGE | 200 Liters | POWER SUPPLY | 230 V/ 110 V 50/60 Hz Single Phase | RECOMMENDED AIR RECEIVER | 200 Litres Part of Air System | INPUT AIR DEW POINT MONITOR | INCLUDED | CMS Warranty | 10 Years*
AI • Absstem Industrial Solutions Private Limited | nGEN002HF | nGEN002HF | Nitrogen | nGen Nitrogen Generator High Flow | Nos | 84051090 | 18.00 | 730000.00 | Yes | Yes | No | ABSSTEM | FG | nGen Nitrogen Generator High Flow | Intercompany sourced | No |  | AT • ABSSTEM Technologies LLP |  | Yes | Yes | Yes | AI buys this item from AT. | Gas Generated | Nitrogen | Gas Pressure | upto 6.5 Barg | FLOW AT 95% PURITY | 21 Nm3/Hr DRY AIR REQUIRED 22 CFM | FLOW AT 97% PURITY | 17 Nm3/Hr DRY AIR REQUIRED 20 CFM | FLOW AT 98% PURITY | 15 Nm3/Hr DRY AIR REQUIRED 19 CFM | COMPRESSED AIR PRESSURE REQUIRED | 7.5 Barg | RECOMMENDED NITROGEN STORAGE | 500 Liters | POWER SUPPLY | 230 V/ 110 V 50/60 Hz Single Phase | RECOMMENDED AIR RECEIVER | 200 Litres Part of Air System | CMS Warranty | 10 Years*
AI • Absstem Industrial Solutions Private Limited | nGEN002SH | nGEN002SH | Nitrogen | nGen Nitrogen Generator High Purity | Nos | 84051090 | 18.00 | 826000.00 | Yes | Yes | No | ABSSTEM | FG | nGen Nitrogen Generator High Purity | Intercompany sourced | No |  | AT • ABSSTEM Technologies LLP |  | Yes | Yes | Yes | AI buys this item from AT. | Gas Generated | Nitrogen | Gas Pressure | upto 6.5 Barg | FLOW AT 99% PURITY | 12 Nm3/Hr DRY AIR REQUIRED 16 CFM | FLOW AT 99.5% PURITY | 10 Nm3/Hr DRY AIR REQUIRED 15 CFM | FLOW AT 99.9% PURITY | 8 Nm3/Hr DRY AIR REQUIRED 15 CFM | FLOW AT 99.95% PURITY | 7 Nm3/Hr DRY AIR REQUIRED 15 CFM | COMPRESSED AIR PRESSURE REQUIRED | 7.5 Barg | RECOMMENDED NITROGEN STORAGE | 500 Liters | POWER SUPPLY | 230 V/ 110 V 50/60 Hz Single Phase | RECOMMENDED AIR RECEIVER | 200 Litres Part of Air System | INPUT AIR DEW POINT MONITOR | INCLUDED | CMS Warranty | 10 Years*
AI • Absstem Industrial Solutions Private Limited | nGEN002UH | nGEN002UH | Nitrogen | nGen Nitrogen Generator Ultra Purity | Nos | 84051090 | 18.00 | 1099000.00 | Yes | Yes | No | ABSSTEM | FG | nGen Nitrogen Generator Ultra Purity | Intercompany sourced | No |  | AT • ABSSTEM Technologies LLP |  | Yes | Yes | Yes | AI buys this item from AT. | Gas Generated | Nitrogen | Gas Pressure | upto 6.5 Barg | FLOW AT 99.99% PURITY | 5 Nm3/Hr DRY AIR REQUIRED 14 CFM | FLOW AT 99.995% PURITY | 4.6 Nm3/Hr DRY AIR REQUIRED 16 CFM | FLOW AT 99.999% PURITY | 3.4 Nm3/Hr DRY AIR REQUIRED 16 CFM | COMPRESSED AIR PRESSURE REQUIRED | 7.5 Barg | RECOMMENDED NITROGEN STORAGE | 200 Liters | POWER SUPPLY | 230 V/ 110 V 50/60 Hz Single Phase | RECOMMENDED AIR RECEIVER | 200 Litres Part of Air System | INPUT AIR DEW POINT MONITOR | INCLUDED | CMS Warranty | 10 Years*
AI • Absstem Industrial Solutions Private Limited | nGEN004HF | nGEN004HF | Nitrogen | nGen Nitrogen Generator High Flow | Nos | 84051090 | 18.00 | 756000.00 | Yes | Yes | No | ABSSTEM | FG | nGen Nitrogen Generator High Flow | Intercompany sourced | No |  | AT • ABSSTEM Technologies LLP |  | Yes | Yes | Yes | AI buys this item from AT. | Gas Generated | Nitrogen | Gas Pressure | upto 6.5 Barg | FLOW AT 95% PURITY | 28 Nm3/Hr DRY AIR REQUIRED 30 CFM | FLOW AT 97% PURITY | 23 Nm3/Hr DRY AIR REQUIRED 27 CFM | FLOW AT 98% PURITY | 20 Nm3/Hr DRY AIR REQUIRED 25 CFM | COMPRESSED AIR PRESSURE REQUIRED | 7.5 Barg | RECOMMENDED NITROGEN STORAGE | 500 Liters | POWER SUPPLY | 230 V/ 110 V 50/60 Hz Single Phase | RECOMMENDED AIR RECEIVER | 200 Litres Part of Air System | CMS Warranty | 10 Years*
AI • Absstem Industrial Solutions Private Limited | nGEN004SH | nGEN004SH | Nitrogen | nGen Nitrogen Generator High Purity | Nos | 84051090 | 18.00 | 858000.00 | Yes | Yes | No | ABSSTEM | FG | nGen Nitrogen Generator High Purity | Intercompany sourced | No |  | AT • ABSSTEM Technologies LLP |  | Yes | Yes | Yes | AI buys this item from AT. | Gas Generated | Nitrogen | Gas Pressure | upto 6.5 Barg | FLOW AT 99% PURITY | 16 Nm3/Hr DRY AIR REQUIRED 21 CFM | FLOW AT 99.5% PURITY | 14 Nm3/Hr DRY AIR REQUIRED 21 CFM | FLOW AT 99.9% PURITY | 10 Nm3/Hr DRY AIR REQUIRED 19 CFM | FLOW AT 99.95% PURITY | 9 Nm3/Hr DRY AIR REQUIRED 20 CFM | COMPRESSED AIR PRESSURE REQUIRED | 7.5 Barg | RECOMMENDED NITROGEN STORAGE | 500 Liters | POWER SUPPLY | 230 V/ 110 V 50/60 Hz Single Phase | RECOMMENDED AIR RECEIVER | 200 Litres Part of Air System | INPUT AIR DEW POINT MONITOR | INCLUDED | CMS Warranty | 10 Years*
AI • Absstem Industrial Solutions Private Limited | nGEN004UH | nGEN004UH | Nitrogen | nGen Nitrogen Generator Ultra Purity | Nos | 84051090 | 18.00 | 1140000.00 | Yes | Yes | No | ABSSTEM | FG | nGen Nitrogen Generator Ultra Purity | Intercompany sourced | No |  | AT • ABSSTEM Technologies LLP |  | Yes | Yes | Yes | AI buys this item from AT. | Gas Generated | Nitrogen | Gas Pressure | upto 6.5 Barg | FLOW AT 99.99% PURITY | 7 Nm3/Hr DRY AIR REQUIRED 20 CFM | FLOW AT 99.995% PURITY | 6 Nm3/Hr DRY AIR REQUIRED 22 CFM | FLOW AT 99.999% PURITY | 4.6 Nm3/Hr DRY AIR REQUIRED 22 CFM | COMPRESSED AIR PRESSURE REQUIRED | 7.5 Barg | RECOMMENDED NITROGEN STORAGE | 200 Liters | POWER SUPPLY | 230 V/ 110 V 50/60 Hz Single Phase | RECOMMENDED AIR RECEIVER | 200 Litres Part of Air System | INPUT AIR DEW POINT MONITOR | INCLUDED | CMS Warranty | 10 Years*
AI • Absstem Industrial Solutions Private Limited | nGEN005HF | nGEN005HF | Nitrogen | nGen Nitrogen Generator High Flow | Nos | 84051090 | 18.00 | 825000.00 | Yes | Yes | No | ABSSTEM | FG | nGen Nitrogen Generator High Flow | Intercompany sourced | No |  | AT • ABSSTEM Technologies LLP |  | Yes | Yes | Yes | AI buys this item from AT. | Gas Generated | Nitrogen | Gas Pressure | upto 6.5 Barg | FLOW AT 95% PURITY | 39 Nm3/Hr DRY AIR REQUIRED 41 CFM | FLOW AT 97% PURITY | 32 Nm3/Hr DRY AIR REQUIRED 38 CFM | FLOW AT 98% PURITY | 28 Nm3/Hr DRY AIR REQUIRED 35 CFM | COMPRESSED AIR PRESSURE REQUIRED | 7.5 Barg | RECOMMENDED NITROGEN STORAGE | 500 Liters | POWER SUPPLY | 230 V/ 110 V 50/60 Hz Single Phase | RECOMMENDED AIR RECEIVER | 300 Litres Part of Air System | CMS Warranty | 10 Years*
AI • Absstem Industrial Solutions Private Limited | nGEN005SH | nGEN005SH | Nitrogen | nGen Nitrogen Generator High Purity | Nos | 84051090 | 18.00 | 929000.00 | Yes | Yes | No | ABSSTEM | FG | nGen Nitrogen Generator High Purity | Intercompany sourced | No |  | AT • ABSSTEM Technologies LLP |  | Yes | Yes | Yes | AI buys this item from AT. | Gas Generated | Nitrogen | Gas Pressure | upto 6.5 Barg | FLOW AT 99% PURITY | 23 Nm3/Hr DRY AIR REQUIRED 30 CFM | FLOW AT 99.5% PURITY | 19 Nm3/Hr DRY AIR REQUIRED 29 CFM | FLOW AT 99.9% PURITY | 14 Nm3/Hr DRY AIR REQUIRED 27 CFM | FLOW AT 99.95% PURITY | 13 Nm3/Hr DRY AIR REQUIRED 29 CFM | COMPRESSED AIR PRESSURE REQUIRED | 7.5 Barg | RECOMMENDED NITROGEN STORAGE | 500 Liters | POWER SUPPLY | 230 V/ 110 V 50/60 Hz Single Phase | RECOMMENDED AIR RECEIVER | 300 Litres Part of Air System | INPUT AIR DEW POINT MONITOR | INCLUDED | CMS Warranty | 10 Years*
AI • Absstem Industrial Solutions Private Limited | nGEN005UH | nGEN005UH | Nitrogen | nGen Nitrogen Generator Ultra Purity | Nos | 84051090 | 18.00 | 1230000.00 | Yes | Yes | No | ABSSTEM | FG | nGen Nitrogen Generator Ultra Purity | Intercompany sourced | No |  | AT • ABSSTEM Technologies LLP |  | Yes | Yes | Yes | AI buys this item from AT. | Gas Generated | Nitrogen | Gas Pressure | upto 6.5 Barg | FLOW AT 99.99% PURITY | 9 Nm3/Hr DRY AIR REQUIRED 25 CFM | FLOW AT 99.995% PURITY | 8 Nm3/Hr DRY AIR REQUIRED 30 CFM | FLOW AT 99.999% PURITY | 6 Nm3/Hr DRY AIR REQUIRED 28 CFM | COMPRESSED AIR PRESSURE REQUIRED | 7.5 Barg | RECOMMENDED NITROGEN STORAGE | 500 Liters | POWER SUPPLY | 230 V/ 110 V 50/60 Hz Single Phase | RECOMMENDED AIR RECEIVER | 300 Litres Part of Air System | INPUT AIR DEW POINT MONITOR | INCLUDED | CMS Warranty | 10 Years*
AI • Absstem Industrial Solutions Private Limited | nGEN007HF | nGEN007HF | Nitrogen | nGen Nitrogen Generator High Flow | Nos | 84051090 | 18.00 | 930000.00 | Yes | Yes | No | ABSSTEM | FG | nGen Nitrogen Generator High Flow | Intercompany sourced | No |  | AT • ABSSTEM Technologies LLP |  | Yes | Yes | Yes | AI buys this item from AT. | Gas Generated | Nitrogen | Gas Pressure | upto 6.5 Barg | FLOW AT 95% PURITY | 59 Nm3/Hr DRY AIR REQUIRED 62 CFM | FLOW AT 97% PURITY | 48 Nm3/Hr DRY AIR REQUIRED 56 CFM | FLOW AT 98% PURITY | 43 Nm3/Hr DRY AIR REQUIRED 53 CFM | COMPRESSED AIR PRESSURE REQUIRED | 7.5 Barg | RECOMMENDED NITROGEN STORAGE | 1000 Liters | POWER SUPPLY | 230 V/ 110 V 50/60 Hz Single Phase | RECOMMENDED AIR RECEIVER | 500 Litres Part of Air System | CMS Warranty | 10 Years*
AI • Absstem Industrial Solutions Private Limited | nGEN007SH | nGEN007SH | Nitrogen | nGen Nitrogen Generator High Purity | Nos | 84051090 | 18.00 | 1040000.00 | Yes | Yes | No | ABSSTEM | FG | nGen Nitrogen Generator High Purity | Intercompany sourced | No |  | AT • ABSSTEM Technologies LLP |  | Yes | Yes | Yes | AI buys this item from AT. | Gas Generated | Nitrogen | Gas Pressure | upto 6.5 Barg | FLOW AT 99% PURITY | 35 Nm3/Hr DRY AIR REQUIRED 45 CFM | FLOW AT 99.5% PURITY | 29 Nm3/Hr DRY AIR REQUIRED 44 CFM | FLOW AT 99.9% PURITY | 21 Nm3/Hr DRY AIR REQUIRED 40 CFM | FLOW AT 99.95% PURITY | 19 Nm3/Hr DRY AIR REQUIRED 42 CFM | COMPRESSED AIR PRESSURE REQUIRED | 7.5 Barg | RECOMMENDED NITROGEN STORAGE | 1000 Liters | POWER SUPPLY | 230 V/ 110 V 50/60 Hz Single Phase | RECOMMENDED AIR RECEIVER | 500 Litres Part of Air System | INPUT AIR DEW POINT MONITOR | INCLUDED | CMS Warranty | 10 Years*
AI • Absstem Industrial Solutions Private Limited | nGEN007UH | nGEN007UH | Nitrogen | nGen Nitrogen Generator Ultra Purity | Nos | 84051090 | 18.00 | 1371000.00 | Yes | Yes | No | ABSSTEM | FG | nGen Nitrogen Generator Ultra Purity | Intercompany sourced | No |  | AT • ABSSTEM Technologies LLP |  | Yes | Yes | Yes | AI buys this item from AT. | Gas Generated | Nitrogen | Gas Pressure | upto 6.5 Barg | FLOW AT 99.99% PURITY | 14 Nm3/Hr DRY AIR REQUIRED 40 CFM | FLOW AT 99.995% PURITY | 13 Nm3/Hr DRY AIR REQUIRED 45 CFM | FLOW AT 99.999% PURITY | 10 Nm3/Hr DRY AIR REQUIRED 47 CFM | COMPRESSED AIR PRESSURE REQUIRED | 7.5 Barg | RECOMMENDED NITROGEN STORAGE | 500 Liters | POWER SUPPLY | 230 V/ 110 V 50/60 Hz Single Phase | RECOMMENDED AIR RECEIVER | 500 Litres Part of Air System | INPUT AIR DEW POINT MONITOR | INCLUDED | CMS Warranty | 10 Years*
AI • Absstem Industrial Solutions Private Limited | nGEN010HF | nGEN010HF | Nitrogen | nGen Nitrogen Generator High Flow | Nos | 84051090 | 18.00 | 1030000.00 | Yes | Yes | No | ABSSTEM | FG | nGen Nitrogen Generator High Flow | Intercompany sourced | No |  | AT • ABSSTEM Technologies LLP |  | Yes | Yes | Yes | AI buys this item from AT. | Gas Generated | Nitrogen | Gas Pressure | upto 6.5 Barg | FLOW AT 95% PURITY | 79 Nm3/Hr DRY AIR REQUIRED 84 CFM | FLOW AT 97% PURITY | 64 Nm3/Hr DRY AIR REQUIRED 75 CFM | FLOW AT 98% PURITY | 57 Nm3/Hr DRY AIR REQUIRED 70 CFM | COMPRESSED AIR PRESSURE REQUIRED | 7.5 Barg | RECOMMENDED NITROGEN STORAGE | 1000 Liters | POWER SUPPLY | 230 V/ 110 V 50/60 Hz Single Phase | RECOMMENDED AIR RECEIVER | 500 Litres Part of Air System | CMS Warranty | 10 Years*
AI • Absstem Industrial Solutions Private Limited | nGEN010SH | nGEN010SH | Nitrogen | nGen Nitrogen Generator High Purity | Nos | 84051090 | 18.00 | 1148000.00 | Yes | Yes | No | ABSSTEM | FG | nGen Nitrogen Generator High Purity | Intercompany sourced | No |  | AT • ABSSTEM Technologies LLP |  | Yes | Yes | Yes | AI buys this item from AT. | Gas Generated | Nitrogen | Gas Pressure | upto 6.5 Barg | FLOW AT 99% PURITY | 46 Nm3/Hr DRY AIR REQUIRED 60 CFM | FLOW AT 99.5% PURITY | 39 Nm3/Hr DRY AIR REQUIRED 59 CFM | FLOW AT 99.9% PURITY | 29 Nm3/Hr DRY AIR REQUIRED 55 CFM | FLOW AT 99.95% PURITY | 26 Nm3/Hr DRY AIR REQUIRED 57 CFM | COMPRESSED AIR PRESSURE REQUIRED | 7.5 Barg | RECOMMENDED NITROGEN STORAGE | 1000 Liters | POWER SUPPLY | 230 V/ 110 V 50/60 Hz Single Phase | RECOMMENDED AIR RECEIVER | 500 Litres Part of Air System | INPUT AIR DEW POINT MONITOR | INCLUDED | CMS Warranty | 10 Years*
AI • Absstem Industrial Solutions Private Limited | nGEN010UH | nGEN010UH | Nitrogen | nGen Nitrogen Generator Ultra Purity | Nos | 84051090 | 18.00 | 1509000.00 | Yes | Yes | No | ABSSTEM | FG | nGen Nitrogen Generator Ultra Purity | Intercompany sourced | No |  | AT • ABSSTEM Technologies LLP |  | Yes | Yes | Yes | AI buys this item from AT. | Gas Generated | Nitrogen | Gas Pressure | upto 6.5 Barg | FLOW AT 99.99% PURITY | 19 Nm3/Hr DRY AIR REQUIRED 54 CFM | FLOW AT 99.995% PURITY | 17 Nm3/Hr DRY AIR REQUIRED 60 CFM | FLOW AT 99.999% PURITY | 13 Nm3/Hr DRY AIR REQUIRED 61 CFM | COMPRESSED AIR PRESSURE REQUIRED | 7.5 Barg | RECOMMENDED NITROGEN STORAGE | 500 Liters | POWER SUPPLY | 230 V/ 110 V 50/60 Hz Single Phase | RECOMMENDED AIR RECEIVER | 500 Litres Part of Air System | INPUT AIR DEW POINT MONITOR | INCLUDED | CMS Warranty | 10 Years*
AI • Absstem Industrial Solutions Private Limited | nGEN012HF | nGEN012HF | Nitrogen | nGen Nitrogen Generator High Flow | Nos | 84051090 | 18.00 | 1080000.00 | Yes | Yes | No | ABSSTEM | FG | nGen Nitrogen Generator High Flow | Intercompany sourced | No |  | AT • ABSSTEM Technologies LLP |  | Yes | Yes | Yes | AI buys this item from AT. | Gas Generated | Nitrogen | Gas Pressure | upto 6.5 Barg | FLOW AT 95% PURITY | 93 Nm3/Hr DRY AIR REQUIRED 99 CFM | FLOW AT 97% PURITY | 75 Nm3/Hr DRY AIR REQUIRED 88 CFM | FLOW AT 98% PURITY | 67 Nm3/Hr DRY AIR REQUIRED 83 CFM | COMPRESSED AIR PRESSURE REQUIRED | 7.5 Barg | RECOMMENDED NITROGEN STORAGE | 1000 Liters | POWER SUPPLY | 230 V/ 110 V 50/60 Hz Single Phase | RECOMMENDED AIR RECEIVER | 700 Litres Part of Air System | CMS Warranty | 10 Years*
AI • Absstem Industrial Solutions Private Limited | nGEN012SH | nGEN012SH | Nitrogen | nGen Nitrogen Generator High Purity | Nos | 84051090 | 18.00 | 1525000.00 | Yes | Yes | No | ABSSTEM | FG | nGen Nitrogen Generator High Purity | Intercompany sourced | No |  | AT • ABSSTEM Technologies LLP |  | Yes | Yes | Yes | AI buys this item from AT. | Gas Generated | Nitrogen | Gas Pressure | upto 6.5 Barg | FLOW AT 99% PURITY | 54 Nm3/Hr DRY AIR REQUIRED 70 CFM | FLOW AT 99.5% PURITY | 45 Nm3/Hr DRY AIR REQUIRED 68 CFM | FLOW AT 99.9% PURITY | 34 Nm3/Hr DRY AIR REQUIRED 64 CFM | FLOW AT 99.95% PURITY | 30 Nm3/Hr DRY AIR REQUIRED 66 CFM | COMPRESSED AIR PRESSURE REQUIRED | 7.5 Barg | RECOMMENDED NITROGEN STORAGE | 1000 Liters | POWER SUPPLY | 230 V/ 110 V 50/60 Hz Single Phase | RECOMMENDED AIR RECEIVER | 700 Litres Part of Air System | INPUT AIR DEW POINT MONITOR | INCLUDED | CMS Warranty | 10 Years*
AI • Absstem Industrial Solutions Private Limited | nGEN012UH | nGEN012UH | Nitrogen | nGen Nitrogen Generator Ultra Purity | Nos | 84051090 | 18.00 | 1854000.00 | Yes | Yes | No | ABSSTEM | FG | nGen Nitrogen Generator Ultra Purity | Intercompany sourced | No |  | AT • ABSSTEM Technologies LLP |  | Yes | Yes | Yes | AI buys this item from AT. | Gas Generated | Nitrogen | Gas Pressure | upto 6.5 Barg | FLOW AT 99.99% PURITY | 22 Nm3/Hr DRY AIR REQUIRED 62 CFM | FLOW AT 99.995% PURITY | 20 Nm3/Hr DRY AIR REQUIRED 71 CFM | FLOW AT 99.999% PURITY | 15 Nm3/Hr DRY AIR REQUIRED 71 CFM | COMPRESSED AIR PRESSURE REQUIRED | 7.5 Barg | RECOMMENDED NITROGEN STORAGE | 500 Liters | POWER SUPPLY | 230 V/ 110 V 50/60 Hz Single Phase | RECOMMENDED AIR RECEIVER | 700 Litres Part of Air System | INPUT AIR DEW POINT MONITOR | INCLUDED | CMS Warranty | 10 Years*
AI • Absstem Industrial Solutions Private Limited | nGEN013HF | nGEN013HF | Nitrogen | nGen Nitrogen Generator High Flow | Nos | 84051090 | 18.00 | 1630000.00 | Yes | Yes | No | ABSSTEM | FG | nGen Nitrogen Generator High Flow | Intercompany sourced | No |  | AT • ABSSTEM Technologies LLP |  | Yes | Yes | Yes | AI buys this item from AT. | Gas Generated | Nitrogen | Gas Pressure | upto 6.5 Barg | FLOW AT 95% PURITY | 101 Nm3/Hr DRY AIR REQUIRED 107 CFM | FLOW AT 97% PURITY | 82 Nm3/Hr DRY AIR REQUIRED 97 CFM | FLOW AT 98% PURITY | 73 Nm3/Hr DRY AIR REQUIRED 90 CFM | COMPRESSED AIR PRESSURE REQUIRED | 7.5 Barg | RECOMMENDED NITROGEN STORAGE | 1500 Liters | POWER SUPPLY | 230 V/ 110 V 50/60 Hz Single Phase | RECOMMENDED AIR RECEIVER | 1000 Litres Part of Air System | CMS Warranty | 10 Years*
AI • Absstem Industrial Solutions Private Limited | nGEN013SH | nGEN013SH | Nitrogen | nGen Nitrogen Generator High Purity | Nos | 84051090 | 18.00 | 1721000.00 | Yes | Yes | No | ABSSTEM | FG | nGen Nitrogen Generator High Purity | Intercompany sourced | No |  | AT • ABSSTEM Technologies LLP |  | Yes | Yes | Yes | AI buys this item from AT. | Gas Generated | Nitrogen | Gas Pressure | upto 6.5 Barg | FLOW AT 99% PURITY | 59 Nm3/Hr DRY AIR REQUIRED 76 CFM | FLOW AT 99.5% PURITY | 50 Nm3/Hr DRY AIR REQUIRED 75 CFM | FLOW AT 99.9% PURITY | 37 Nm3/Hr DRY AIR REQUIRED 70 CFM | FLOW AT 99.95% PURITY | 33 Nm3/Hr DRY AIR REQUIRED 73 CFM | COMPRESSED AIR PRESSURE REQUIRED | 7.5 Barg | RECOMMENDED NITROGEN STORAGE | 1500 Liters | POWER SUPPLY | 230 V/ 110 V 50/60 Hz Single Phase | RECOMMENDED AIR RECEIVER | 1000 Litres Part of Air System | INPUT AIR DEW POINT MONITOR | INCLUDED | CMS Warranty | 10 Years*
AI • Absstem Industrial Solutions Private Limited | nGEN013UH | nGEN013UH | Nitrogen | nGen Nitrogen Generator Ultra Purity | Nos | 84051090 | 18.00 | 1949000.00 | Yes | Yes | No | ABSSTEM | FG | nGen Nitrogen Generator Ultra Purity | Intercompany sourced | No |  | AT • ABSSTEM Technologies LLP |  | Yes | Yes | Yes | AI buys this item from AT. | Gas Generated | Nitrogen | Gas Pressure | upto 6.5 Barg | FLOW AT 99.99% PURITY | 24 Nm3/Hr DRY AIR REQUIRED 68 CFM | FLOW AT 99.995% PURITY | 22 Nm3/Hr DRY AIR REQUIRED 77 CFM | FLOW AT 99.999% PURITY | 16 Nm3/Hr DRY AIR REQUIRED 75 CFM | COMPRESSED AIR PRESSURE REQUIRED | 7.5 Barg | RECOMMENDED NITROGEN STORAGE | 500 Liters | POWER SUPPLY | 230 V/ 110 V 50/60 Hz Single Phase | RECOMMENDED AIR RECEIVER | 1000 Litres Part of Air System | INPUT AIR DEW POINT MONITOR | INCLUDED | CMS Warranty | 10 Years*
AI • Absstem Industrial Solutions Private Limited | nGEN020HF | nGEN020HF | Nitrogen | nGen Nitrogen Generator High Flow | Nos | 84051090 | 18.00 | 1795000.00 | Yes | Yes | No | ABSSTEM | FG | nGen Nitrogen Generator High Flow | Intercompany sourced | No |  | AT • ABSSTEM Technologies LLP |  | Yes | Yes | Yes | AI buys this item from AT. | Gas Generated | Nitrogen | Gas Pressure | upto 6.5 Barg | FLOW AT 95% PURITY | 124 Nm3/Hr DRY AIR REQUIRED 131 CFM | FLOW AT 97% PURITY | 100 Nm3/Hr DRY AIR REQUIRED 118 CFM | FLOW AT 98% PURITY | 90 Nm3/Hr DRY AIR REQUIRED 111 CFM | COMPRESSED AIR PRESSURE REQUIRED | 7.5 Barg | RECOMMENDED NITROGEN STORAGE | 1500 Liters | POWER SUPPLY | 230 V/ 110 V 50/60 Hz Single Phase | RECOMMENDED AIR RECEIVER | 1000 Litres Part of Air System | CMS Warranty | 10 Years*
AI • Absstem Industrial Solutions Private Limited | nGEN020SH | nGEN020SH | Nitrogen | nGen Nitrogen Generator High Purity | Nos | 84051090 | 18.00 | 1883000.00 | Yes | Yes | No | ABSSTEM | FG | nGen Nitrogen Generator High Purity | Intercompany sourced | No |  | AT • ABSSTEM Technologies LLP |  | Yes | Yes | Yes | AI buys this item from AT. | Gas Generated | Nitrogen | Gas Pressure | upto 6.5 Barg | FLOW AT 99% PURITY | 73 Nm3/Hr DRY AIR REQUIRED 95 CFM | FLOW AT 99.5% PURITY | 61 Nm3/Hr DRY AIR REQUIRED 92 CFM | FLOW AT 99.9% PURITY | 45 Nm3/Hr DRY AIR REQUIRED 85 CFM | FLOW AT 99.95% PURITY | 41 Nm3/Hr DRY AIR REQUIRED 90 CFM | COMPRESSED AIR PRESSURE REQUIRED | 7.5 Barg | RECOMMENDED NITROGEN STORAGE | 1500 Liters | POWER SUPPLY | 230 V/ 110 V 50/60 Hz Single Phase | RECOMMENDED AIR RECEIVER | 1000 Litres Part of Air System | INPUT AIR DEW POINT MONITOR | INCLUDED | CMS Warranty | 10 Years*
AI • Absstem Industrial Solutions Private Limited | nGEN020UH | nGEN020UH | Nitrogen | nGen Nitrogen Generator Ultra Purity | Nos | 84051090 | 18.00 | 2127000.00 | Yes | Yes | No | ABSSTEM | FG | nGen Nitrogen Generator Ultra Purity | Intercompany sourced | No |  | AT • ABSSTEM Technologies LLP |  | Yes | Yes | Yes | AI buys this item from AT. | Gas Generated | Nitrogen | Gas Pressure | upto 6.5 Barg | FLOW AT 99.99% PURITY | 30 Nm3/Hr DRY AIR REQUIRED 85 CFM | FLOW AT 99.995% PURITY | 27 Nm3/Hr DRY AIR REQUIRED 95 CFM | FLOW AT 99.999% PURITY | 20 Nm3/Hr DRY AIR REQUIRED 94 CFM | COMPRESSED AIR PRESSURE REQUIRED | 7.5 Barg | RECOMMENDED NITROGEN STORAGE | 1000 Liters | POWER SUPPLY | 230 V/ 110 V 50/60 Hz Single Phase | RECOMMENDED AIR RECEIVER | 1000 Litres Part of Air System | INPUT AIR DEW POINT MONITOR | INCLUDED | CMS Warranty | 10 Years*
AI • Absstem Industrial Solutions Private Limited | nGEN025HF | nGEN025HF | Nitrogen | nGen Nitrogen Generator High Flow | Nos | 84051090 | 18.00 | 1900000.00 | Yes | Yes | No | ABSSTEM | FG | nGen Nitrogen Generator High Flow | Intercompany sourced | No |  | AT • ABSSTEM Technologies LLP |  | Yes | Yes | Yes | AI buys this item from AT. | Gas Generated | Nitrogen | Gas Pressure | upto 6.5 Barg | FLOW AT 95% PURITY | 142 Nm3/Hr DRY AIR REQUIRED 150 CFM | FLOW AT 97% PURITY | 115 Nm3/Hr DRY AIR REQUIRED 135 CFM | FLOW AT 98% PURITY | 103 Nm3/Hr DRY AIR REQUIRED 127 CFM | COMPRESSED AIR PRESSURE REQUIRED | 7.5 Barg | RECOMMENDED NITROGEN STORAGE | 1500 Liters | POWER SUPPLY | 230 V/ 110 V 50/60 Hz Single Phase | RECOMMENDED AIR RECEIVER | 1000 Litres Part of Air System | CMS Warranty | 10 Years*
AI • Absstem Industrial Solutions Private Limited | nGEN025SH | nGEN025SH | Nitrogen | nGen Nitrogen Generator High Purity | Nos | 84051090 | 18.00 | 1994000.00 | Yes | Yes | No | ABSSTEM | FG | nGen Nitrogen Generator High Purity | Intercompany sourced | No |  | AT • ABSSTEM Technologies LLP |  | Yes | Yes | Yes | AI buys this item from AT. | Gas Generated | Nitrogen | Gas Pressure | upto 6.5 Barg | FLOW AT 99% PURITY | 83 Nm3/Hr DRY AIR REQUIRED 107 CFM | FLOW AT 99.5% PURITY | 69 Nm3/Hr DRY AIR REQUIRED 104 CFM | FLOW AT 99.9% PURITY | 52 Nm3/Hr DRY AIR REQUIRED 99 CFM | FLOW AT 99.95% PURITY | 46 Nm3/Hr DRY AIR REQUIRED 102 CFM | COMPRESSED AIR PRESSURE REQUIRED | 7.5 Barg | RECOMMENDED NITROGEN STORAGE | 1500 Liters | POWER SUPPLY | 230 V/ 110 V 50/60 Hz Single Phase | RECOMMENDED AIR RECEIVER | 1000 Litres Part of Air System | INPUT AIR DEW POINT MONITOR | INCLUDED | CMS Warranty | 10 Years*
AI • Absstem Industrial Solutions Private Limited | nGEN025UH | nGEN025UH | Nitrogen | nGen Nitrogen Generator Ultra Purity | Nos | 84051090 | 18.00 | 2249000.00 | Yes | Yes | No | ABSSTEM | FG | nGen Nitrogen Generator Ultra Purity | Intercompany sourced | No |  | AT • ABSSTEM Technologies LLP |  | Yes | Yes | Yes | AI buys this item from AT. | Gas Generated | Nitrogen | Gas Pressure | upto 6.5 Barg | FLOW AT 99.99% PURITY | 34 Nm3/Hr DRY AIR REQUIRED 96 CFM | FLOW AT 99.995% PURITY | 31 Nm3/Hr DRY AIR REQUIRED 108 CFM | FLOW AT 99.999% PURITY | 23 Nm3/Hr DRY AIR REQUIRED 108 CFM | COMPRESSED AIR PRESSURE REQUIRED | 7.5 Barg | RECOMMENDED NITROGEN STORAGE | 1000 Liters | POWER SUPPLY | 230 V/ 110 V 50/60 Hz Single Phase | RECOMMENDED AIR RECEIVER | 1000 Litres Part of Air System | INPUT AIR DEW POINT MONITOR | INCLUDED | CMS Warranty | 10 Years*
AI • Absstem Industrial Solutions Private Limited | nGEN030HF | nGEN030HF | Nitrogen | nGen Nitrogen Generator High Flow | Nos | 84051090 | 18.00 | 2010000.00 | Yes | Yes | No | ABSSTEM | FG | nGen Nitrogen Generator High Flow | Intercompany sourced | No |  | AT • ABSSTEM Technologies LLP |  | Yes | Yes | Yes | AI buys this item from AT. | Gas Generated | Nitrogen | Gas Pressure | upto 6.5 Barg | FLOW AT 95% PURITY | 157 Nm3/Hr DRY AIR REQUIRED 166 CFM | FLOW AT 97% PURITY | 128 Nm3/Hr DRY AIR REQUIRED 151 CFM | FLOW AT 98% PURITY | 114 Nm3/Hr DRY AIR REQUIRED 141 CFM | COMPRESSED AIR PRESSURE REQUIRED | 7.5 Barg | RECOMMENDED NITROGEN STORAGE | 2000 Liters | POWER SUPPLY | 230 V/ 110 V 50/60 Hz Single Phase | RECOMMENDED AIR RECEIVER | 1000 Litres Part of Air System | CMS Warranty | 10 Years*
AI • Absstem Industrial Solutions Private Limited | nGEN030SH | nGEN030SH | Nitrogen | nGen Nitrogen Generator High Purity | Nos | 84051090 | 18.00 | 2102000.00 | Yes | Yes | No | ABSSTEM | FG | nGen Nitrogen Generator High Purity | Intercompany sourced | No |  | AT • ABSSTEM Technologies LLP |  | Yes | Yes | Yes | AI buys this item from AT. | Gas Generated | Nitrogen | Gas Pressure | upto 6.5 Barg | FLOW AT 99% PURITY | 92 Nm3/Hr DRY AIR REQUIRED 119 CFM | FLOW AT 99.5% PURITY | 77 Nm3/Hr DRY AIR REQUIRED 116 CFM | FLOW AT 99.9% PURITY | 57 Nm3/Hr DRY AIR REQUIRED 108 CFM | FLOW AT 99.95% PURITY | 52 Nm3/Hr DRY AIR REQUIRED 115 CFM | COMPRESSED AIR PRESSURE REQUIRED | 7.5 Barg | RECOMMENDED NITROGEN STORAGE | 2000 Liters | POWER SUPPLY | 230 V/ 110 V 50/60 Hz Single Phase | RECOMMENDED AIR RECEIVER | 1000 Litres Part of Air System | INPUT AIR DEW POINT MONITOR | INCLUDED | CMS Warranty | 10 Years*
AI • Absstem Industrial Solutions Private Limited | nGEN030UH | nGEN030UH | Nitrogen | nGen Nitrogen Generator Ultra Purity | Nos | 84051090 | 18.00 | 2368000.00 | Yes | Yes | No | ABSSTEM | FG | nGen Nitrogen Generator Ultra Purity | Intercompany sourced | No |  | AT • ABSSTEM Technologies LLP |  | Yes | Yes | Yes | AI buys this item from AT. | Gas Generated | Nitrogen | Gas Pressure | upto 6.5 Barg | FLOW AT 99.99% PURITY | 38 Nm3/Hr DRY AIR REQUIRED 107 CFM | FLOW AT 99.995% PURITY | 34 Nm3/Hr DRY AIR REQUIRED 120 CFM | FLOW AT 99.999% PURITY | 26 Nm3/Hr DRY AIR REQUIRED 122 CFM | COMPRESSED AIR PRESSURE REQUIRED | 7.5 Barg | RECOMMENDED NITROGEN STORAGE | 1000 Liters | POWER SUPPLY | 230 V/ 110 V 50/60 Hz Single Phase | RECOMMENDED AIR RECEIVER | 1000 Litres Part of Air System | INPUT AIR DEW POINT MONITOR | INCLUDED | CMS Warranty | 10 Years*
AI • Absstem Industrial Solutions Private Limited | nGEN040HF | nGEN040HF | Nitrogen | nGen Nitrogen Generator High Flow | Nos | 84051090 | 18.00 | 2100000.00 | Yes | Yes | No | ABSSTEM | FG | nGen Nitrogen Generator High Flow | Intercompany sourced | No |  | AT • ABSSTEM Technologies LLP |  | Yes | Yes | Yes | AI buys this item from AT. | Gas Generated | Nitrogen | Gas Pressure | upto 6.5 Barg | FLOW AT 95% PURITY | 176 Nm3/Hr DRY AIR REQUIRED 186 CFM | FLOW AT 97% PURITY | 143 Nm3/Hr DRY AIR REQUIRED 168 CFM | FLOW AT 98% PURITY | 128 Nm3/Hr DRY AIR REQUIRED 158 CFM | COMPRESSED AIR PRESSURE REQUIRED | 7.5 Barg | RECOMMENDED NITROGEN STORAGE | 2000 Liters | POWER SUPPLY | 230 V/ 110 V 50/60 Hz Single Phase | RECOMMENDED AIR RECEIVER | 1000 Litres Part of Air System | CMS Warranty | 10 Years*
AI • Absstem Industrial Solutions Private Limited | nGEN040SH | nGEN040SH | Nitrogen | nGen Nitrogen Generator High Purity | Nos | 84051090 | 18.00 | 2192000.00 | Yes | Yes | No | ABSSTEM | FG | nGen Nitrogen Generator High Purity | Intercompany sourced | No |  | AT • ABSSTEM Technologies LLP |  | Yes | Yes | Yes | AI buys this item from AT. | Gas Generated | Nitrogen | Gas Pressure | upto 6.5 Barg | FLOW AT 99% PURITY | 103 Nm3/Hr DRY AIR REQUIRED 133 CFM | FLOW AT 99.5% PURITY | 86 Nm3/Hr DRY AIR REQUIRED 129 CFM | FLOW AT 99.9% PURITY | 64 Nm3/Hr DRY AIR REQUIRED 121 CFM | FLOW AT 99.95% PURITY | 58 Nm3/Hr DRY AIR REQUIRED 128 CFM | COMPRESSED AIR PRESSURE REQUIRED | 7.5 Barg | RECOMMENDED NITROGEN STORAGE | 2000 Liters | POWER SUPPLY | 230 V/ 110 V 50/60 Hz Single Phase | RECOMMENDED AIR RECEIVER | 1000 Litres Part of Air System | INPUT AIR DEW POINT MONITOR | INCLUDED | CMS Warranty | 10 Years*
AI • Absstem Industrial Solutions Private Limited | nGEN040UH | nGEN040UH | Nitrogen | nGen Nitrogen Generator Ultra Purity | Nos | 84051090 | 18.00 | 2467000.00 | Yes | Yes | No | ABSSTEM | FG | nGen Nitrogen Generator Ultra Purity | Intercompany sourced | No |  | AT • ABSSTEM Technologies LLP |  | Yes | Yes | Yes | AI buys this item from AT. | Gas Generated | Nitrogen | Gas Pressure | upto 6.5 Barg | FLOW AT 99.99% PURITY | 43 Nm3/Hr DRY AIR REQUIRED 121 CFM | FLOW AT 99.995% PURITY | 38 Nm3/Hr DRY AIR REQUIRED 135 CFM | FLOW AT 99.999% PURITY | 29 Nm3/Hr DRY AIR REQUIRED 137 CFM | COMPRESSED AIR PRESSURE REQUIRED | 7.5 Barg | RECOMMENDED NITROGEN STORAGE | 1000 Liters | POWER SUPPLY | 230 V/ 110 V 50/60 Hz Single Phase | RECOMMENDED AIR RECEIVER | 1000 Litres Part of Air System | INPUT AIR DEW POINT MONITOR | INCLUDED | CMS Warranty | 10 Years*
AI • Absstem Industrial Solutions Private Limited | nGEN050HF | nGEN050HF | Nitrogen | nGen Nitrogen Generator High Flow | Nos | 84051090 | 18.00 | 2315000.00 | Yes | Yes | No | ABSSTEM | FG | nGen Nitrogen Generator High Flow | Intercompany sourced | No |  | AT • ABSSTEM Technologies LLP |  | Yes | Yes | Yes | AI buys this item from AT. | Gas Generated | Nitrogen | Gas Pressure | upto 6.5 Barg | FLOW AT 95% PURITY | 197 Nm3/Hr DRY AIR REQUIRED 209 CFM | FLOW AT 97% PURITY | 159 Nm3/Hr DRY AIR REQUIRED 187 CFM | FLOW AT 98% PURITY | 143 Nm3/Hr DRY AIR REQUIRED 177 CFM | COMPRESSED AIR PRESSURE REQUIRED | 7.5 Barg | RECOMMENDED NITROGEN STORAGE | 2000 Liters | POWER SUPPLY | 230 V/ 110 V 50/60 Hz Single Phase | RECOMMENDED AIR RECEIVER | 1500 Litres Part of Air System | CMS Warranty | 10 Years*
AI • Absstem Industrial Solutions Private Limited | nGEN050SH | nGEN050SH | Nitrogen | nGen Nitrogen Generator High Purity | Nos | 84051090 | 18.00 | 2402000.00 | Yes | Yes | No | ABSSTEM | FG | nGen Nitrogen Generator High Purity | Intercompany sourced | No |  | AT • ABSSTEM Technologies LLP |  | Yes | Yes | Yes | AI buys this item from AT. | Gas Generated | Nitrogen | Gas Pressure | upto 6.5 Barg | FLOW AT 99% PURITY | 115 Nm3/Hr DRY AIR REQUIRED 149 CFM | FLOW AT 99.5% PURITY | 97 Nm3/Hr DRY AIR REQUIRED 146 CFM | FLOW AT 99.9% PURITY | 72 Nm3/Hr DRY AIR REQUIRED 136 CFM | FLOW AT 99.95% PURITY | 64 Nm3/Hr DRY AIR REQUIRED 141 CFM | COMPRESSED AIR PRESSURE REQUIRED | 7.5 Barg | RECOMMENDED NITROGEN STORAGE | 2000 Liters | POWER SUPPLY | 230 V/ 110 V 50/60 Hz Single Phase | RECOMMENDED AIR RECEIVER | 1500 Litres Part of Air System | INPUT AIR DEW POINT MONITOR | INCLUDED | CMS Warranty | 10 Years*
AI • Absstem Industrial Solutions Private Limited | nGEN050UH | nGEN050UH | Nitrogen | nGen Nitrogen Generator Ultra Purity | Nos | 84051090 | 18.00 | 2698000.00 | Yes | Yes | No | ABSSTEM | FG | nGen Nitrogen Generator Ultra Purity | Intercompany sourced | No |  | AT • ABSSTEM Technologies LLP |  | Yes | Yes | Yes | AI buys this item from AT. | Gas Generated | Nitrogen | Gas Pressure | upto 6.5 Barg | FLOW AT 99.99% PURITY | 48 Nm3/Hr DRY AIR REQUIRED 136 CFM | FLOW AT 99.995% PURITY | 43 Nm3/Hr DRY AIR REQUIRED 150 CFM | FLOW AT 99.999% PURITY | 32 Nm3/Hr DRY AIR REQUIRED 151 CFM | COMPRESSED AIR PRESSURE REQUIRED | 7.5 Barg | RECOMMENDED NITROGEN STORAGE | 1500 Liters | POWER SUPPLY | 230 V/ 110 V 50/60 Hz Single Phase | RECOMMENDED AIR RECEIVER | 1500 Litres Part of Air System | INPUT AIR DEW POINT MONITOR | INCLUDED | CMS Warranty | 10 Years*
AI • Absstem Industrial Solutions Private Limited | nGEN055HF | nGEN055HF | Nitrogen | nGen Nitrogen Generator High Flow | Nos | 84051090 | 18.00 | 2525000.00 | Yes | Yes | No | ABSSTEM | FG | nGen Nitrogen Generator High Flow | Intercompany sourced | No |  | AT • ABSSTEM Technologies LLP |  | Yes | Yes | Yes | AI buys this item from AT. | Gas Generated | Nitrogen | Gas Pressure | upto 6.5 Barg | FLOW AT 95% PURITY | 216 Nm3/Hr DRY AIR REQUIRED 229 CFM | FLOW AT 97% PURITY | 175 Nm3/Hr DRY AIR REQUIRED 206 CFM | FLOW AT 98% PURITY | 157 Nm3/Hr DRY AIR REQUIRED 194 CFM | COMPRESSED AIR PRESSURE REQUIRED | 7.5 Barg | RECOMMENDED NITROGEN STORAGE | 2000 Liters | POWER SUPPLY | 230 V/ 110 V 50/60 Hz Single Phase | RECOMMENDED AIR RECEIVER | 1500 Litres Part of Air System | CMS Warranty | 10 Years*
AI • Absstem Industrial Solutions Private Limited | nGEN055SH | nGEN055SH | Nitrogen | nGen Nitrogen Generator High Purity | Nos | 84051090 | 18.00 | 2786000.00 | Yes | Yes | No | ABSSTEM | FG | nGen Nitrogen Generator High Purity | Intercompany sourced | No |  | AT • ABSSTEM Technologies LLP |  | Yes | Yes | Yes | AI buys this item from AT. | Gas Generated | Nitrogen | Gas Pressure | upto 6.5 Barg | FLOW AT 99% PURITY | 127 Nm3/Hr DRY AIR REQUIRED 164 CFM | FLOW AT 99.5% PURITY | 106 Nm3/Hr DRY AIR REQUIRED 159 CFM | FLOW AT 99.9% PURITY | 79 Nm3/Hr DRY AIR REQUIRED 150 CFM | FLOW AT 99.95% PURITY | 71 Nm3/Hr DRY AIR REQUIRED 157 CFM | COMPRESSED AIR PRESSURE REQUIRED | 7.5 Barg | RECOMMENDED NITROGEN STORAGE | 2000 Liters | POWER SUPPLY | 230 V/ 110 V 50/60 Hz Single Phase | RECOMMENDED AIR RECEIVER | 1500 Litres Part of Air System | INPUT AIR DEW POINT MONITOR | INCLUDED | CMS Warranty | 10 Years*
AI • Absstem Industrial Solutions Private Limited | nGEN055UH | nGEN055UH | Nitrogen | nGen Nitrogen Generator Ultra Purity | Nos | 84051090 | 18.00 | 3639000.00 | Yes | Yes | No | ABSSTEM | FG | nGen Nitrogen Generator Ultra Purity | Intercompany sourced | No |  | AT • ABSSTEM Technologies LLP |  | Yes | Yes | Yes | AI buys this item from AT. | Gas Generated | Nitrogen | Gas Pressure | upto 6.5 Barg | FLOW AT 99.99% PURITY | 52 Nm3/Hr DRY AIR REQUIRED 147 CFM | FLOW AT 99.995% PURITY | 47 Nm3/Hr DRY AIR REQUIRED 165 CFM | FLOW AT 99.999% PURITY | 35 Nm3/Hr DRY AIR REQUIRED 165 CFM | COMPRESSED AIR PRESSURE REQUIRED | 7.5 Barg | RECOMMENDED NITROGEN STORAGE | 1500 Liters | POWER SUPPLY | 230 V/ 110 V 50/60 Hz Single Phase | RECOMMENDED AIR RECEIVER | 1500 Litres Part of Air System | INPUT AIR DEW POINT MONITOR | INCLUDED | CMS Warranty | 10 Years*
AI • Absstem Industrial Solutions Private Limited | nGEN060HF | nGEN060HF | Nitrogen | nGen Nitrogen Generator High Flow | Nos | 84051090 | 18.00 | 2800000.00 | Yes | Yes | No | ABSSTEM | FG | nGen Nitrogen Generator High Flow | Intercompany sourced | No |  | AT • ABSSTEM Technologies LLP |  | Yes | Yes | Yes | AI buys this item from AT. | Gas Generated | Nitrogen | Gas Pressure | upto 6.5 Barg | FLOW AT 95% PURITY | 250 Nm3/Hr DRY AIR REQUIRED 265 CFM | FLOW AT 97% PURITY | 203 Nm3/Hr DRY AIR REQUIRED 239 CFM | FLOW AT 98% PURITY | 181 Nm3/Hr DRY AIR REQUIRED 224 CFM | COMPRESSED AIR PRESSURE REQUIRED | 7.5 Barg | RECOMMENDED NITROGEN STORAGE | 2500 Liters | POWER SUPPLY | 230 V/ 110 V 50/60 Hz Single Phase | RECOMMENDED AIR RECEIVER | 1500 Litres Part of Air System | CMS Warranty | 10 Years*
AI • Absstem Industrial Solutions Private Limited | nGEN060SH | nGEN060SH | Nitrogen | nGen Nitrogen Generator High Purity | Nos | 84051090 | 18.00 | 3092000.00 | Yes | Yes | No | ABSSTEM | FG | nGen Nitrogen Generator High Purity | Intercompany sourced | No |  | AT • ABSSTEM Technologies LLP |  | Yes | Yes | Yes | AI buys this item from AT. | Gas Generated | Nitrogen | Gas Pressure | upto 6.5 Barg | FLOW AT 99% PURITY | 147 Nm3/Hr DRY AIR REQUIRED 190 CFM | FLOW AT 99.5% PURITY | 123 Nm3/Hr DRY AIR REQUIRED 185 CFM | FLOW AT 99.9% PURITY | 91 Nm3/Hr DRY AIR REQUIRED 172 CFM | FLOW AT 99.95% PURITY | 82 Nm3/Hr DRY AIR REQUIRED 181 CFM | COMPRESSED AIR PRESSURE REQUIRED | 7.5 Barg | RECOMMENDED NITROGEN STORAGE | 2500 Liters | POWER SUPPLY | 230 V/ 110 V 50/60 Hz Single Phase | RECOMMENDED AIR RECEIVER | 1500 Litres Part of Air System | INPUT AIR DEW POINT MONITOR | INCLUDED | CMS Warranty | 10 Years*
AI • Absstem Industrial Solutions Private Limited | nGEN060UH | nGEN060UH | Nitrogen | nGen Nitrogen Generator Ultra Purity | Nos | 84051090 | 18.00 | 4032000.00 | Yes | Yes | No | ABSSTEM | FG | nGen Nitrogen Generator Ultra Purity | Intercompany sourced | No |  | AT • ABSSTEM Technologies LLP |  | Yes | Yes | Yes | AI buys this item from AT. | Gas Generated | Nitrogen | Gas Pressure | upto 6.5 Barg | FLOW AT 99.99% PURITY | 60 Nm3/Hr DRY AIR REQUIRED 169 CFM | FLOW AT 99.995% PURITY | 54 Nm3/Hr DRY AIR REQUIRED 191 CFM | FLOW AT 99.999% PURITY | 41 Nm3/Hr DRY AIR REQUIRED 193 CFM | COMPRESSED AIR PRESSURE REQUIRED | 7.5 Barg | RECOMMENDED NITROGEN STORAGE | 2000 Liters | POWER SUPPLY | 230 V/ 110 V 50/60 Hz Single Phase | RECOMMENDED AIR RECEIVER | 1500 Litres Part of Air System | INPUT AIR DEW POINT MONITOR | INCLUDED | CMS Warranty | 10 Years*
AI • Absstem Industrial Solutions Private Limited | nGEN065HF | nGEN065HF | Nitrogen | nGen Nitrogen Generator High Flow | Nos | 84051090 | 18.00 | 3060000.00 | Yes | Yes | No | ABSSTEM | FG | nGen Nitrogen Generator High Flow | Intercompany sourced | No |  | AT • ABSSTEM Technologies LLP |  | Yes | Yes | Yes | AI buys this item from AT. | Gas Generated | Nitrogen | Gas Pressure | upto 6.5 Barg | FLOW AT 95% PURITY | 282 Nm3/Hr DRY AIR REQUIRED 299 CFM | FLOW AT 97% PURITY | 229 Nm3/Hr DRY AIR REQUIRED 270 CFM | FLOW AT 98% PURITY | 205 Nm3/Hr DRY AIR REQUIRED 253 CFM | COMPRESSED AIR PRESSURE REQUIRED | 7.5 Barg | RECOMMENDED NITROGEN STORAGE | 2500 Liters | POWER SUPPLY | 230 V/ 110 V 50/60 Hz Single Phase | RECOMMENDED AIR RECEIVER | 2000 Litres Part of Air System | CMS Warranty | 10 Years*
AI • Absstem Industrial Solutions Private Limited | nGEN065SH | nGEN065SH | Nitrogen | nGen Nitrogen Generator High Purity | Nos | 84051090 | 18.00 | 3359000.00 | Yes | Yes | No | ABSSTEM | FG | nGen Nitrogen Generator High Purity | Intercompany sourced | No |  | AT • ABSSTEM Technologies LLP |  | Yes | Yes | Yes | AI buys this item from AT. | Gas Generated | Nitrogen | Gas Pressure | upto 6.5 Barg | FLOW AT 99% PURITY | 166 Nm3/Hr DRY AIR REQUIRED 215 CFM | FLOW AT 99.5% PURITY | 139 Nm3/Hr DRY AIR REQUIRED 209 CFM | FLOW AT 99.9% PURITY | 103 Nm3/Hr DRY AIR REQUIRED 195 CFM | FLOW AT 99.95% PURITY | 93 Nm3/Hr DRY AIR REQUIRED 205 CFM | COMPRESSED AIR PRESSURE REQUIRED | 7.5 Barg | RECOMMENDED NITROGEN STORAGE | 2500 Liters | POWER SUPPLY | 230 V/ 110 V 50/60 Hz Single Phase | RECOMMENDED AIR RECEIVER | 2000 Litres Part of Air System | INPUT AIR DEW POINT MONITOR | INCLUDED | CMS Warranty | 10 Years*
AI • Absstem Industrial Solutions Private Limited | nGEN065UH | nGEN065UH | Nitrogen | nGen Nitrogen Generator Ultra Purity | Nos | 84051090 | 18.00 | 4373000.00 | Yes | Yes | No | ABSSTEM | FG | nGen Nitrogen Generator Ultra Purity | Intercompany sourced | No |  | AT • ABSSTEM Technologies LLP |  | Yes | Yes | Yes | AI buys this item from AT. | Gas Generated | Nitrogen | Gas Pressure | upto 6.5 Barg | FLOW AT 99.99% PURITY | 68 Nm3/Hr DRY AIR REQUIRED 192 CFM | FLOW AT 99.995% PURITY | 61 Nm3/Hr DRY AIR REQUIRED 216 CFM | FLOW AT 99.999% PURITY | 46 Nm3/Hr DRY AIR REQUIRED 217 CFM | COMPRESSED AIR PRESSURE REQUIRED | 7.5 Barg | RECOMMENDED NITROGEN STORAGE | 2000 Liters | POWER SUPPLY | 230 V/ 110 V 50/60 Hz Single Phase | RECOMMENDED AIR RECEIVER | 2000 Litres Part of Air System | INPUT AIR DEW POINT MONITOR | INCLUDED | CMS Warranty | 10 Years*
AI • Absstem Industrial Solutions Private Limited | nGEN070HF | nGEN070HF | Nitrogen | nGen Nitrogen Generator High Flow | Nos | 84051090 | 18.00 | 3290000.00 | Yes | Yes | No | ABSSTEM | FG | nGen Nitrogen Generator High Flow | Intercompany sourced | No |  | AT • ABSSTEM Technologies LLP |  | Yes | Yes | Yes | AI buys this item from AT. | Gas Generated | Nitrogen | Gas Pressure | upto 6.5 Barg | FLOW AT 95% PURITY | 295 Nm3/Hr DRY AIR REQUIRED 312 CFM | FLOW AT 97% PURITY | 239 Nm3/Hr DRY AIR REQUIRED 281 CFM | FLOW AT 98% PURITY | 214 Nm3/Hr DRY AIR REQUIRED 264 CFM | COMPRESSED AIR PRESSURE REQUIRED | 7.5 Barg | RECOMMENDED NITROGEN STORAGE | 2500 Liters | POWER SUPPLY | 230 V/ 110 V 50/60 Hz Single Phase | RECOMMENDED AIR RECEIVER | 2000 Litres Part of Air System | CMS Warranty | 10 Years*
AI • Absstem Industrial Solutions Private Limited | nGEN070SH | nGEN070SH | Nitrogen | nGen Nitrogen Generator High Purity | Nos | 84051090 | 18.00 | 3602000.00 | Yes | Yes | No | ABSSTEM | FG | nGen Nitrogen Generator High Purity | Intercompany sourced | No |  | AT • ABSSTEM Technologies LLP |  | Yes | Yes | Yes | AI buys this item from AT. | Gas Generated | Nitrogen | Gas Pressure | upto 6.5 Barg | FLOW AT 99% PURITY | 173 Nm3/Hr DRY AIR REQUIRED 224 CFM | FLOW AT 99.5% PURITY | 145 Nm3/Hr DRY AIR REQUIRED 218 CFM | FLOW AT 99.9% PURITY | 107 Nm3/Hr DRY AIR REQUIRED 203 CFM | FLOW AT 99.95% PURITY | 97 Nm3/Hr DRY AIR REQUIRED 214 CFM | COMPRESSED AIR PRESSURE REQUIRED | 7.5 Barg | RECOMMENDED NITROGEN STORAGE | 2500 Liters | POWER SUPPLY | 230 V/ 110 V 50/60 Hz Single Phase | RECOMMENDED AIR RECEIVER | 2000 Litres Part of Air System | INPUT AIR DEW POINT MONITOR | INCLUDED | CMS Warranty | 10 Years*
AI • Absstem Industrial Solutions Private Limited | nGEN070UH | nGEN070UH | Nitrogen | nGen Nitrogen Generator Ultra Purity | Nos | 84051090 | 18.00 | 4685000.00 | Yes | Yes | No | ABSSTEM | FG | nGen Nitrogen Generator Ultra Purity | Intercompany sourced | No |  | AT • ABSSTEM Technologies LLP |  | Yes | Yes | Yes | AI buys this item from AT. | Gas Generated | Nitrogen | Gas Pressure | upto 6.5 Barg | FLOW AT 99.99% PURITY | 71 Nm3/Hr DRY AIR REQUIRED 201 CFM | FLOW AT 99.995% PURITY | 64 Nm3/Hr DRY AIR REQUIRED 226 CFM | FLOW AT 99.999% PURITY | 48 Nm3/Hr DRY AIR REQUIRED 226 CFM | COMPRESSED AIR PRESSURE REQUIRED | 7.5 Barg | RECOMMENDED NITROGEN STORAGE | 2000 Liters | POWER SUPPLY | 230 V/ 110 V 50/60 Hz Single Phase | RECOMMENDED AIR RECEIVER | 2000 Litres Part of Air System | INPUT AIR DEW POINT MONITOR | INCLUDED | CMS Warranty | 10 Years*
AI • Absstem Industrial Solutions Private Limited | nGEN080HF | nGEN080HF | Nitrogen | nGen Nitrogen Generator High Flow | Nos | 84051090 | 18.00 | 3470000.00 | Yes | Yes | No | ABSSTEM | FG | nGen Nitrogen Generator High Flow | Intercompany sourced | No |  | AT • ABSSTEM Technologies LLP |  | Yes | Yes | Yes | AI buys this item from AT. | Gas Generated | Nitrogen | Gas Pressure | upto 6.5 Barg | FLOW AT 95% PURITY | 349 Nm3/Hr DRY AIR REQUIRED 370 CFM | FLOW AT 97% PURITY | 283 Nm3/Hr DRY AIR REQUIRED 333 CFM | FLOW AT 98% PURITY | 253 Nm3/Hr DRY AIR REQUIRED 313 CFM | COMPRESSED AIR PRESSURE REQUIRED | 7.5 Barg | RECOMMENDED NITROGEN STORAGE | 3000 Liters | POWER SUPPLY | 230 V/ 110 V 50/60 Hz Single Phase | RECOMMENDED AIR RECEIVER | 2500 Litres Part of Air System | CMS Warranty | 10 Years*
AI • Absstem Industrial Solutions Private Limited | nGEN080SH | nGEN080SH | Nitrogen | nGen Nitrogen Generator High Purity | Nos | 84051090 | 18.00 | 4031000.00 | Yes | Yes | No | ABSSTEM | FG | nGen Nitrogen Generator High Purity | Intercompany sourced | No |  | AT • ABSSTEM Technologies LLP |  | Yes | Yes | Yes | AI buys this item from AT. | Gas Generated | Nitrogen | Gas Pressure | upto 6.5 Barg | FLOW AT 99% PURITY | 205 Nm3/Hr DRY AIR REQUIRED 265 CFM | FLOW AT 99.5% PURITY | 171 Nm3/Hr DRY AIR REQUIRED 257 CFM | FLOW AT 99.9% PURITY | 127 Nm3/Hr DRY AIR REQUIRED 241 CFM | FLOW AT 99.95% PURITY | 114 Nm3/Hr DRY AIR REQUIRED 252 CFM | COMPRESSED AIR PRESSURE REQUIRED | 7.5 Barg | RECOMMENDED NITROGEN STORAGE | 3000 Liters | POWER SUPPLY | 230 V/ 110 V 50/60 Hz Single Phase | RECOMMENDED AIR RECEIVER | 2500 Litres Part of Air System | INPUT AIR DEW POINT MONITOR | INCLUDED | CMS Warranty | 10 Years*
AI • Absstem Industrial Solutions Private Limited | nGEN080UH | nGEN080UH | Nitrogen | nGen Nitrogen Generator Ultra Purity | Nos | 84051090 | 18.00 | 4930000.00 | Yes | Yes | No | ABSSTEM | FG | nGen Nitrogen Generator Ultra Purity | Intercompany sourced | No |  | AT • ABSSTEM Technologies LLP |  | Yes | Yes | Yes | AI buys this item from AT. | Gas Generated | Nitrogen | Gas Pressure | upto 6.5 Barg | FLOW AT 99.99% PURITY | 84 Nm3/Hr DRY AIR REQUIRED 237 CFM | FLOW AT 99.995% PURITY | 76 Nm3/Hr DRY AIR REQUIRED 267 CFM | FLOW AT 99.999% PURITY | 57 Nm3/Hr DRY AIR REQUIRED 268 CFM | COMPRESSED AIR PRESSURE REQUIRED | 7.5 Barg | RECOMMENDED NITROGEN STORAGE | 2000 Liters | POWER SUPPLY | 230 V/ 110 V 50/60 Hz Single Phase | RECOMMENDED AIR RECEIVER | 2500 Litres Part of Air System | INPUT AIR DEW POINT MONITOR | INCLUDED | CMS Warranty | 10 Years*
AI • Absstem Industrial Solutions Private Limited | nGEN085HF | nGEN085HF | Nitrogen | nGen Nitrogen Generator High Flow | Nos | 84051090 | 18.00 | 3750000.00 | Yes | Yes | No | ABSSTEM | FG | nGen Nitrogen Generator High Flow | Intercompany sourced | No |  | AT • ABSSTEM Technologies LLP |  | Yes | Yes | Yes | AI buys this item from AT. | Gas Generated | Nitrogen | Gas Pressure | upto 6.5 Barg | FLOW AT 95% PURITY | 394 Nm3/Hr DRY AIR REQUIRED 417 CFM | FLOW AT 97% PURITY | 319 Nm3/Hr DRY AIR REQUIRED 375 CFM | FLOW AT 98% PURITY | 285 Nm3/Hr DRY AIR REQUIRED 352 CFM | COMPRESSED AIR PRESSURE REQUIRED | 7.5 Barg | RECOMMENDED NITROGEN STORAGE | 4000 Liters | POWER SUPPLY | 230 V/ 110 V 50/60 Hz Single Phase | RECOMMENDED AIR RECEIVER | 2500 Litres Part of Air System | CMS Warranty | 10 Years*
AI • Absstem Industrial Solutions Private Limited | nGEN085SH | nGEN085SH | Nitrogen | nGen Nitrogen Generator High Purity | Nos | 84051090 | 18.00 | 4354000.00 | Yes | Yes | No | ABSSTEM | FG | nGen Nitrogen Generator High Purity | Intercompany sourced | No |  | AT • ABSSTEM Technologies LLP |  | Yes | Yes | Yes | AI buys this item from AT. | Gas Generated | Nitrogen | Gas Pressure | upto 6.5 Barg | FLOW AT 99% PURITY | 231 Nm3/Hr DRY AIR REQUIRED 299 CFM | FLOW AT 99.5% PURITY | 193 Nm3/Hr DRY AIR REQUIRED 290 CFM | FLOW AT 99.9% PURITY | 143 Nm3/Hr DRY AIR REQUIRED 271 CFM | FLOW AT 99.95% PURITY | 129 Nm3/Hr DRY AIR REQUIRED 285 CFM | COMPRESSED AIR PRESSURE REQUIRED | 7.5 Barg | RECOMMENDED NITROGEN STORAGE | 4000 Liters | POWER SUPPLY | 230 V/ 110 V 50/60 Hz Single Phase | RECOMMENDED AIR RECEIVER | 2500 Litres Part of Air System | INPUT AIR DEW POINT MONITOR | INCLUDED | CMS Warranty | 10 Years*
AI • Absstem Industrial Solutions Private Limited | nGEN085UH | nGEN085UH | Nitrogen | nGen Nitrogen Generator Ultra Purity | Nos | 84051090 | 18.00 | 5320000.00 | Yes | Yes | No | ABSSTEM | FG | nGen Nitrogen Generator Ultra Purity | Intercompany sourced | No |  | AT • ABSSTEM Technologies LLP |  | Yes | Yes | Yes | AI buys this item from AT. | Gas Generated | Nitrogen | Gas Pressure | upto 6.5 Barg | FLOW AT 99.99% PURITY | 95 Nm3/Hr DRY AIR REQUIRED 268 CFM | FLOW AT 99.995% PURITY | 85 Nm3/Hr DRY AIR REQUIRED 301 CFM | FLOW AT 99.999% PURITY | 64 Nm3/Hr DRY AIR REQUIRED 301 CFM | COMPRESSED AIR PRESSURE REQUIRED | 7.5 Barg | RECOMMENDED NITROGEN STORAGE | 2000 Liters | POWER SUPPLY | 230 V/ 110 V 50/60 Hz Single Phase | RECOMMENDED AIR RECEIVER | 2500 Litres Part of Air System | INPUT AIR DEW POINT MONITOR | INCLUDED | CMS Warranty | 10 Years*
AI • Absstem Industrial Solutions Private Limited | nGEN090HF | nGEN090HF | Nitrogen | nGen Nitrogen Generator High Flow | Nos | 84051090 | 18.00 | 4040000.00 | Yes | Yes | No | ABSSTEM | FG | nGen Nitrogen Generator High Flow | Intercompany sourced | No |  | AT • ABSSTEM Technologies LLP |  | Yes | Yes | Yes | AI buys this item from AT. | Gas Generated | Nitrogen | Gas Pressure | upto 6.5 Barg | FLOW AT 95% PURITY | 433 Nm3/Hr DRY AIR REQUIRED 459 CFM | FLOW AT 97% PURITY | 351 Nm3/Hr DRY AIR REQUIRED 413 CFM | FLOW AT 98% PURITY | 314 Nm3/Hr DRY AIR REQUIRED 388 CFM | COMPRESSED AIR PRESSURE REQUIRED | 7.5 Barg | RECOMMENDED NITROGEN STORAGE | 4000 Liters | POWER SUPPLY | 230 V/ 110 V 50/60 Hz Single Phase | RECOMMENDED AIR RECEIVER | 3000 Litres Part of Air System | CMS Warranty | 10 Years*
AI • Absstem Industrial Solutions Private Limited | nGEN090SH | nGEN090SH | Nitrogen | nGen Nitrogen Generator High Purity | Nos | 84051090 | 18.00 | 4677000.00 | Yes | Yes | No | ABSSTEM | FG | nGen Nitrogen Generator High Purity | Intercompany sourced | No |  | AT • ABSSTEM Technologies LLP |  | Yes | Yes | Yes | AI buys this item from AT. | Gas Generated | Nitrogen | Gas Pressure | upto 6.5 Barg | FLOW AT 99% PURITY | 254 Nm3/Hr DRY AIR REQUIRED 329 CFM | FLOW AT 99.5% PURITY | 212 Nm3/Hr DRY AIR REQUIRED 318 CFM | FLOW AT 99.9% PURITY | 158 Nm3/Hr DRY AIR REQUIRED 299 CFM | FLOW AT 99.95% PURITY | 142 Nm3/Hr DRY AIR REQUIRED 313 CFM | COMPRESSED AIR PRESSURE REQUIRED | 7.5 Barg | RECOMMENDED NITROGEN STORAGE | 4000 Liters | POWER SUPPLY | 230 V/ 110 V 50/60 Hz Single Phase | RECOMMENDED AIR RECEIVER | 3000 Litres Part of Air System | INPUT AIR DEW POINT MONITOR | INCLUDED | CMS Warranty | 10 Years*
AI • Absstem Industrial Solutions Private Limited | nGEN090UH | nGEN090UH | Nitrogen | nGen Nitrogen Generator Ultra Purity | Nos | 84051090 | 18.00 | 5709000.00 | Yes | Yes | No | ABSSTEM | FG | nGen Nitrogen Generator Ultra Purity | Intercompany sourced | No |  | AT • ABSSTEM Technologies LLP |  | Yes | Yes | Yes | AI buys this item from AT. | Gas Generated | Nitrogen | Gas Pressure | upto 6.5 Barg | FLOW AT 99.99% PURITY | 105 Nm3/Hr DRY AIR REQUIRED 297 CFM | FLOW AT 99.995% PURITY | 94 Nm3/Hr DRY AIR REQUIRED 331 CFM | FLOW AT 99.999% PURITY | 70 Nm3/Hr DRY AIR REQUIRED 330 CFM | COMPRESSED AIR PRESSURE REQUIRED | 7.5 Barg | RECOMMENDED NITROGEN STORAGE | 3000 Liters | POWER SUPPLY | 230 V/ 110 V 50/60 Hz Single Phase | RECOMMENDED AIR RECEIVER | 3000 Litres Part of Air System | INPUT AIR DEW POINT MONITOR | INCLUDED | CMS Warranty | 10 Years*
AI • Absstem Industrial Solutions Private Limited | nGEN096HF | nGEN096HF | Nitrogen | nGen Nitrogen Generator High Flow | Nos | 84051090 | 18.00 | 4440000.00 | Yes | Yes | No | ABSSTEM | FG | nGen Nitrogen Generator High Flow | Intercompany sourced | No |  | AT • ABSSTEM Technologies LLP |  | Yes | Yes | Yes | AI buys this item from AT. | Gas Generated | Nitrogen | Gas Pressure | upto 6.5 Barg | FLOW AT 95% PURITY | 510 Nm3/Hr DRY AIR REQUIRED 540 CFM | FLOW AT 97% PURITY | 413 Nm3/Hr DRY AIR REQUIRED 486 CFM | FLOW AT 98% PURITY | 369 Nm3/Hr DRY AIR REQUIRED 456 CFM | COMPRESSED AIR PRESSURE REQUIRED | 7.5 Barg | RECOMMENDED NITROGEN STORAGE | 5000 Liters | POWER SUPPLY | 230 V/ 110 V 50/60 Hz Single Phase | RECOMMENDED AIR RECEIVER | 3000 Litres Part of Air System | CMS Warranty | 10 Years*
AI • Absstem Industrial Solutions Private Limited | nGEN096SH | nGEN096SH | Nitrogen | nGen Nitrogen Generator High Purity | Nos | 84051090 | 18.00 | 5285000.00 | Yes | Yes | No | ABSSTEM | FG | nGen Nitrogen Generator High Purity | Intercompany sourced | No |  | AT • ABSSTEM Technologies LLP |  | Yes | Yes | Yes | AI buys this item from AT. | Gas Generated | Nitrogen | Gas Pressure | upto 6.5 Barg | FLOW AT 99% PURITY | 299 Nm3/Hr DRY AIR REQUIRED 387 CFM | FLOW AT 99.5% PURITY | 250 Nm3/Hr DRY AIR REQUIRED 375 CFM | FLOW AT 99.9% PURITY | 186 Nm3/Hr DRY AIR REQUIRED 352 CFM | FLOW AT 99.95% PURITY | 167 Nm3/Hr DRY AIR REQUIRED 369 CFM | COMPRESSED AIR PRESSURE REQUIRED | 7.5 Barg | RECOMMENDED NITROGEN STORAGE | 5000 Liters | POWER SUPPLY | 230 V/ 110 V 50/60 Hz Single Phase | RECOMMENDED AIR RECEIVER | 3000 Litres Part of Air System | INPUT AIR DEW POINT MONITOR | INCLUDED | CMS Warranty | 10 Years*
AI • Absstem Industrial Solutions Private Limited | nGEN096UH | nGEN096UH | Nitrogen | nGen Nitrogen Generator Ultra Purity | Nos | 84051090 | 18.00 | 6261000.00 | Yes | Yes | No | ABSSTEM | FG | nGen Nitrogen Generator Ultra Purity | Intercompany sourced | No |  | AT • ABSSTEM Technologies LLP |  | Yes | Yes | Yes | AI buys this item from AT. | Gas Generated | Nitrogen | Gas Pressure | upto 6.5 Barg | FLOW AT 99.99% PURITY | 123 Nm3/Hr DRY AIR REQUIRED 347 CFM | FLOW AT 99.995% PURITY | 110 Nm3/Hr DRY AIR REQUIRED 390 CFM | FLOW AT 99.999% PURITY | 83 Nm3/Hr DRY AIR REQUIRED 391 CFM | COMPRESSED AIR PRESSURE REQUIRED | 7.5 Barg | RECOMMENDED NITROGEN STORAGE | 3000 Liters | POWER SUPPLY | 230 V/ 110 V 50/60 Hz Single Phase | RECOMMENDED AIR RECEIVER | 3000 Litres Part of Air System | INPUT AIR DEW POINT MONITOR | INCLUDED | CMS Warranty | 10 Years*
AI • Absstem Industrial Solutions Private Limited | nGEN099HF | nGEN099HF | Nitrogen | nGen Nitrogen Generator High Flow | Nos | 84051090 | 18.00 | 4545000.00 | Yes | Yes | No | ABSSTEM | FG | nGen Nitrogen Generator High Flow | Intercompany sourced | No |  | AT • ABSSTEM Technologies LLP |  | Yes | Yes | Yes | AI buys this item from AT. | Gas Generated | Nitrogen | Gas Pressure | upto 6.5 Barg | FLOW AT 95% PURITY | 535 Nm3/Hr DRY AIR REQUIRED 567 CFM | FLOW AT 97% PURITY | 434 Nm3/Hr DRY AIR REQUIRED 511 CFM | FLOW AT 98% PURITY | 388 Nm3/Hr DRY AIR REQUIRED 480 CFM | COMPRESSED AIR PRESSURE REQUIRED | 7.5 Barg | RECOMMENDED NITROGEN STORAGE | 5000 Liters | POWER SUPPLY | 230 V/ 110 V 50/60 Hz Single Phase | RECOMMENDED AIR RECEIVER | 3000 Litres Part of Air System | CMS Warranty | 10 Years*
AI • Absstem Industrial Solutions Private Limited | nGEN099SH | nGEN099SH | Nitrogen | nGen Nitrogen Generator High Purity | Nos | 84051090 | 18.00 | 5410000.00 | Yes | Yes | No | ABSSTEM | FG | nGen Nitrogen Generator High Purity | Intercompany sourced | No |  | AT • ABSSTEM Technologies LLP |  | Yes | Yes | Yes | AI buys this item from AT. | Gas Generated | Nitrogen | Gas Pressure | upto 6.5 Barg | FLOW AT 99% PURITY | 314 Nm3/Hr DRY AIR REQUIRED 407 CFM | FLOW AT 99.5% PURITY | 263 Nm3/Hr DRY AIR REQUIRED 395 CFM | FLOW AT 99.9% PURITY | 195 Nm3/Hr DRY AIR REQUIRED 370 CFM | FLOW AT 99.95% PURITY | 175 Nm3/Hr DRY AIR REQUIRED 386 CFM | COMPRESSED AIR PRESSURE REQUIRED | 7.5 Barg | RECOMMENDED NITROGEN STORAGE | 5000 Liters | POWER SUPPLY | 230 V/ 110 V 50/60 Hz Single Phase | RECOMMENDED AIR RECEIVER | 3000 Litres Part of Air System | INPUT AIR DEW POINT MONITOR | INCLUDED | CMS Warranty | 10 Years*
AI • Absstem Industrial Solutions Private Limited | nGEN099UH | nGEN099UH | Nitrogen | nGen Nitrogen Generator Ultra Purity | Nos | 84051090 | 18.00 | 6407000.00 | Yes | Yes | No | ABSSTEM | FG | nGen Nitrogen Generator Ultra Purity | Intercompany sourced | No |  | AT • ABSSTEM Technologies LLP |  | Yes | Yes | Yes | AI buys this item from AT. | Gas Generated | Nitrogen | Gas Pressure | upto 6.5 Barg | FLOW AT 99.99% PURITY | 129 Nm3/Hr DRY AIR REQUIRED 364 CFM | FLOW AT 99.995% PURITY | 116 Nm3/Hr DRY AIR REQUIRED 409 CFM | FLOW AT 99.999% PURITY | 87 Nm3/Hr DRY AIR REQUIRED 410 CFM | COMPRESSED AIR PRESSURE REQUIRED | 7.5 Barg | RECOMMENDED NITROGEN STORAGE | 3000 Liters | POWER SUPPLY | 230 V/ 110 V 50/60 Hz Single Phase | RECOMMENDED AIR RECEIVER | 3000 Litres Part of Air System | INPUT AIR DEW POINT MONITOR | INCLUDED | CMS Warranty | 10 Years*
AI • Absstem Industrial Solutions Private Limited | nGEN100HF | nGEN100HF | Nitrogen | nGen Nitrogen Generator High Flow | Nos | 84051090 | 18.00 | 5280000.00 | Yes | Yes | No | ABSSTEM | FG | nGen Nitrogen Generator High Flow | Intercompany sourced | No |  | AT • ABSSTEM Technologies LLP |  | Yes | Yes | Yes | AI buys this item from AT. | Gas Generated | Nitrogen | Gas Pressure | upto 6.5 Barg | FLOW AT 95% PURITY | 627 Nm3/Hr DRY AIR REQUIRED 664 CFM | FLOW AT 97% PURITY | 508 Nm3/Hr DRY AIR REQUIRED 598 CFM | FLOW AT 98% PURITY | 454 Nm3/Hr DRY AIR REQUIRED 561 CFM | COMPRESSED AIR PRESSURE REQUIRED | 7.5 Barg | RECOMMENDED NITROGEN STORAGE | 5000 Liters | POWER SUPPLY | 230 V/ 110 V 50/60 Hz Single Phase | RECOMMENDED AIR RECEIVER | 4000 Litres Part of Air System | CMS Warranty | 10 Years*
AI • Absstem Industrial Solutions Private Limited | nGEN100SH | nGEN100SH | Nitrogen | nGen Nitrogen Generator High Purity | Nos | 84051090 | 18.00 | 6263000.00 | Yes | Yes | No | ABSSTEM | FG | nGen Nitrogen Generator High Purity | Intercompany sourced | No |  | AT • ABSSTEM Technologies LLP |  | Yes | Yes | Yes | AI buys this item from AT. | Gas Generated | Nitrogen | Gas Pressure | upto 6.5 Barg | FLOW AT 99% PURITY | 367 Nm3/Hr DRY AIR REQUIRED 475 CFM | FLOW AT 99.5% PURITY | 307 Nm3/Hr DRY AIR REQUIRED 461 CFM | FLOW AT 99.9% PURITY | 228 Nm3/Hr DRY AIR REQUIRED 432 CFM | FLOW AT 99.95% PURITY | 205 Nm3/Hr DRY AIR REQUIRED 452 CFM | COMPRESSED AIR PRESSURE REQUIRED | 7.5 Barg | RECOMMENDED NITROGEN STORAGE | 5000 Liters | POWER SUPPLY | 230 V/ 110 V 50/60 Hz Single Phase | RECOMMENDED AIR RECEIVER | 4000 Litres Part of Air System | INPUT AIR DEW POINT MONITOR | INCLUDED | CMS Warranty | 10 Years*
AI • Absstem Industrial Solutions Private Limited | nGEN100UH | nGEN100UH | Nitrogen | nGen Nitrogen Generator Ultra Purity | Nos | 84051090 | 18.00 | 7407000.00 | Yes | Yes | No | ABSSTEM | FG | nGen Nitrogen Generator Ultra Purity | Intercompany sourced | No |  | AT • ABSSTEM Technologies LLP |  | Yes | Yes | Yes | AI buys this item from AT. | Gas Generated | Nitrogen | Gas Pressure | upto 6.5 Barg | FLOW AT 99.99% PURITY | 151 Nm3/Hr DRY AIR REQUIRED 427 CFM | FLOW AT 99.995% PURITY | 136 Nm3/Hr DRY AIR REQUIRED 479 CFM | FLOW AT 99.999% PURITY | 102 Nm3/Hr DRY AIR REQUIRED 480 CFM | COMPRESSED AIR PRESSURE REQUIRED | 7.5 Barg | RECOMMENDED NITROGEN STORAGE | 4000 Liters | POWER SUPPLY | 230 V/ 110 V 50/60 Hz Single Phase | RECOMMENDED AIR RECEIVER | 4000 Litres Part of Air System | INPUT AIR DEW POINT MONITOR | INCLUDED | CMS Warranty | 10 Years*
AI • Absstem Industrial Solutions Private Limited | nGEN110HF | nGEN110HF | Nitrogen | nGen Nitrogen Generator High Flow | Nos | 84051090 | 18.00 | 6020000.00 | Yes | Yes | No | ABSSTEM | FG | nGen Nitrogen Generator High Flow | Intercompany sourced | No |  | AT • ABSSTEM Technologies LLP |  | Yes | Yes | Yes | AI buys this item from AT. | Gas Generated | Nitrogen | Gas Pressure | upto 6.5 Barg | FLOW AT 95% PURITY | 712 Nm3/Hr DRY AIR REQUIRED 754 CFM | FLOW AT 97% PURITY | 577 Nm3/Hr DRY AIR REQUIRED 679 CFM | FLOW AT 98% PURITY | 516 Nm3/Hr DRY AIR REQUIRED 638 CFM | COMPRESSED AIR PRESSURE REQUIRED | 7.5 Barg | RECOMMENDED NITROGEN STORAGE | 6000 Liters | POWER SUPPLY | 230 V/ 110 V 50/60 Hz Single Phase | RECOMMENDED AIR RECEIVER | 4000 Litres Part of Air System | CMS Warranty | 10 Years*
AI • Absstem Industrial Solutions Private Limited | nGEN110SH | nGEN110SH | Nitrogen | nGen Nitrogen Generator High Purity | Nos | 84051090 | 18.00 | 7136000.00 | Yes | Yes | No | ABSSTEM | FG | nGen Nitrogen Generator High Purity | Intercompany sourced | No |  | AT • ABSSTEM Technologies LLP |  | Yes | Yes | Yes | AI buys this item from AT. | Gas Generated | Nitrogen | Gas Pressure | upto 6.5 Barg | FLOW AT 99% PURITY | 418 Nm3/Hr DRY AIR REQUIRED 541 CFM | FLOW AT 99.5% PURITY | 349 Nm3/Hr DRY AIR REQUIRED 524 CFM | FLOW AT 99.9% PURITY | 259 Nm3/Hr DRY AIR REQUIRED 491 CFM | FLOW AT 99.95% PURITY | 233 Nm3/Hr DRY AIR REQUIRED 514 CFM | COMPRESSED AIR PRESSURE REQUIRED | 7.5 Barg | RECOMMENDED NITROGEN STORAGE | 6000 Liters | POWER SUPPLY | 230 V/ 110 V 50/60 Hz Single Phase | RECOMMENDED AIR RECEIVER | 4000 Litres Part of Air System | INPUT AIR DEW POINT MONITOR | INCLUDED | CMS Warranty | 10 Years*
AI • Absstem Industrial Solutions Private Limited | nGEN110UH | nGEN110UH | Nitrogen | nGen Nitrogen Generator Ultra Purity | Nos | 84051090 | 18.00 | 8429000.00 | Yes | Yes | No | ABSSTEM | FG | nGen Nitrogen Generator Ultra Purity | Intercompany sourced | No |  | AT • ABSSTEM Technologies LLP |  | Yes | Yes | Yes | AI buys this item from AT. | Gas Generated | Nitrogen | Gas Pressure | upto 6.5 Barg | FLOW AT 99.99% PURITY | 172 Nm3/Hr DRY AIR REQUIRED 486 CFM | FLOW AT 99.995% PURITY | 154 Nm3/Hr DRY AIR REQUIRED 545 CFM | FLOW AT 99.999% PURITY | 116 Nm3/Hr DRY AIR REQUIRED 546 CFM | COMPRESSED AIR PRESSURE REQUIRED | 7.5 Barg | RECOMMENDED NITROGEN STORAGE | 4000 Liters | POWER SUPPLY | 230 V/ 110 V 50/60 Hz Single Phase | RECOMMENDED AIR RECEIVER | 4000 Litres Part of Air System | INPUT AIR DEW POINT MONITOR | INCLUDED | CMS Warranty | 10 Years*
AI • Absstem Industrial Solutions Private Limited | nGEN115HF | nGEN115HF | Nitrogen | nGen Nitrogen Generator High Flow | Nos | 84051090 | 18.00 | 6156000.00 | Yes | Yes | No | ABSSTEM | FG | nGen Nitrogen Generator High Flow | Intercompany sourced | No |  | AT • ABSSTEM Technologies LLP |  | Yes | Yes | Yes | AI buys this item from AT. | Gas Generated | Nitrogen | Gas Pressure | upto 6.5 Barg | FLOW AT 95% PURITY | 787 Nm3/Hr DRY AIR REQUIRED 834 CFM | FLOW AT 97% PURITY | 638 Nm3/Hr DRY AIR REQUIRED 751 CFM | FLOW AT 98% PURITY | 570 Nm3/Hr DRY AIR REQUIRED 704 CFM | COMPRESSED AIR PRESSURE REQUIRED | 7.5 Barg | RECOMMENDED NITROGEN STORAGE | 6000 Liters | POWER SUPPLY | 230 V/ 110 V 50/60 Hz Single Phase | RECOMMENDED AIR RECEIVER | 5000 Litres Part of Air System | CMS Warranty | 10 Years*
AI • Absstem Industrial Solutions Private Limited | nGEN115SH | nGEN115SH | Nitrogen | nGen Nitrogen Generator High Purity | Nos | 84051090 | 18.00 | 7703000.00 | Yes | Yes | No | ABSSTEM | FG | nGen Nitrogen Generator High Purity | Intercompany sourced | No |  | AT • ABSSTEM Technologies LLP |  | Yes | Yes | Yes | AI buys this item from AT. | Gas Generated | Nitrogen | Gas Pressure | upto 6.5 Barg | FLOW AT 99% PURITY | 461 Nm3/Hr DRY AIR REQUIRED 597 CFM | FLOW AT 99.5% PURITY | 386 Nm3/Hr DRY AIR REQUIRED 579 CFM | FLOW AT 99.9% PURITY | 287 Nm3/Hr DRY AIR REQUIRED 544 CFM | FLOW AT 99.95% PURITY | 258 Nm3/Hr DRY AIR REQUIRED 569 CFM | COMPRESSED AIR PRESSURE REQUIRED | 7.5 Barg | RECOMMENDED NITROGEN STORAGE | 6000 Liters | POWER SUPPLY | 230 V/ 110 V 50/60 Hz Single Phase | RECOMMENDED AIR RECEIVER | 5000 Litres Part of Air System | INPUT AIR DEW POINT MONITOR | INCLUDED | CMS Warranty | 10 Years*
AI • Absstem Industrial Solutions Private Limited | nGEN115UH | nGEN115UH | Nitrogen | nGen Nitrogen Generator Ultra Purity | Nos | 84051090 | 18.00 | 8606000.00 | Yes | Yes | No | ABSSTEM | FG | nGen Nitrogen Generator Ultra Purity | Intercompany sourced | No |  | AT • ABSSTEM Technologies LLP |  | Yes | Yes | Yes | AI buys this item from AT. | Gas Generated | Nitrogen | Gas Pressure | upto 6.5 Barg | FLOW AT 99.99% PURITY | 190 Nm3/Hr DRY AIR REQUIRED 537 CFM | FLOW AT 99.995% PURITY | 170 Nm3/Hr DRY AIR REQUIRED 602 CFM | FLOW AT 99.999% PURITY | 128 Nm3/Hr DRY AIR REQUIRED 603 CFM | COMPRESSED AIR PRESSURE REQUIRED | 7.5 Barg | RECOMMENDED NITROGEN STORAGE | 4000 Liters | POWER SUPPLY | 230 V/ 110 V 50/60 Hz Single Phase | RECOMMENDED AIR RECEIVER | 5000 Litres Part of Air System | INPUT AIR DEW POINT MONITOR | INCLUDED | CMS Warranty | 10 Years*
AI • Absstem Industrial Solutions Private Limited | nGEN120HF | nGEN120HF | Nitrogen | nGen Nitrogen Generator High Flow | Nos | 84051090 | 18.00 | 6520000.00 | Yes | Yes | No | ABSSTEM | FG | nGen Nitrogen Generator High Flow | Intercompany sourced | No |  | AT • ABSSTEM Technologies LLP |  | Yes | Yes | Yes | AI buys this item from AT. | Gas Generated | Nitrogen | Gas Pressure | upto 6.5 Barg | FLOW AT 95% PURITY | 905 Nm3/Hr DRY AIR REQUIRED 959 CFM | FLOW AT 97% PURITY | 733 Nm3/Hr DRY AIR REQUIRED 863 CFM | FLOW AT 98% PURITY | 655 Nm3/Hr DRY AIR REQUIRED 809 CFM | COMPRESSED AIR PRESSURE REQUIRED | 7.5 Barg | RECOMMENDED NITROGEN STORAGE | 8000 Liters | POWER SUPPLY | 230 V/ 110 V 50/60 Hz Single Phase | RECOMMENDED AIR RECEIVER | 5000 Litres Part of Air System | CMS Warranty | 10 Years*
AI • Absstem Industrial Solutions Private Limited | nGEN120SH | nGEN120SH | Nitrogen | nGen Nitrogen Generator High Purity | Nos | 84051090 | 18.00 | 8153000.00 | Yes | Yes | No | ABSSTEM | FG | nGen Nitrogen Generator High Purity | Intercompany sourced | No |  | AT • ABSSTEM Technologies LLP |  | Yes | Yes | Yes | AI buys this item from AT. | Gas Generated | Nitrogen | Gas Pressure | upto 6.5 Barg | FLOW AT 99% PURITY | 531 Nm3/Hr DRY AIR REQUIRED 687 CFM | FLOW AT 99.5% PURITY | 444 Nm3/Hr DRY AIR REQUIRED 666 CFM | FLOW AT 99.9% PURITY | 329 Nm3/Hr DRY AIR REQUIRED 623 CFM | FLOW AT 99.95% PURITY | 296 Nm3/Hr DRY AIR REQUIRED 653 CFM | COMPRESSED AIR PRESSURE REQUIRED | 7.5 Barg | RECOMMENDED NITROGEN STORAGE | 8000 Liters | POWER SUPPLY | 230 V/ 110 V 50/60 Hz Single Phase | RECOMMENDED AIR RECEIVER | 5000 Litres Part of Air System | INPUT AIR DEW POINT MONITOR | INCLUDED | CMS Warranty | 10 Years*
AI • Absstem Industrial Solutions Private Limited | nGEN120UH | nGEN120UH | Nitrogen | nGen Nitrogen Generator Ultra Purity | Nos | 84051090 | 18.00 | 9104000.00 | Yes | Yes | No | ABSSTEM | FG | nGen Nitrogen Generator Ultra Purity | Intercompany sourced | No |  | AT • ABSSTEM Technologies LLP |  | Yes | Yes | Yes | AI buys this item from AT. | Gas Generated | Nitrogen | Gas Pressure | upto 6.5 Barg | FLOW AT 99.99% PURITY | 218 Nm3/Hr DRY AIR REQUIRED 616 CFM | FLOW AT 99.995% PURITY | 196 Nm3/Hr DRY AIR REQUIRED 692 CFM | FLOW AT 99.999% PURITY | 147 Nm3/Hr DRY AIR REQUIRED 692 CFM | COMPRESSED AIR PRESSURE REQUIRED | 7.5 Barg | RECOMMENDED NITROGEN STORAGE | 4000 Liters | POWER SUPPLY | 230 V/ 110 V 50/60 Hz Single Phase | RECOMMENDED AIR RECEIVER | 5000 Litres Part of Air System | INPUT AIR DEW POINT MONITOR | INCLUDED | CMS Warranty | 10 Years*
AI • Absstem Industrial Solutions Private Limited | nGEN130HF | nGEN130HF | Nitrogen | nGen Nitrogen Generator High Flow | Nos | 84051090 | 18.00 | 8075000.00 | Yes | Yes | No | ABSSTEM | FG | nGen Nitrogen Generator High Flow | Intercompany sourced | No |  | AT • ABSSTEM Technologies LLP |  | Yes | Yes | Yes | AI buys this item from AT. | Gas Generated | Nitrogen | Gas Pressure | upto 6.5 Barg | FLOW AT 95% PURITY | 1048 Nm3/Hr DRY AIR REQUIRED 1110 CFM | FLOW AT 97% PURITY | 850 Nm3/Hr DRY AIR REQUIRED 1000 CFM | FLOW AT 98% PURITY | 759 Nm3/Hr DRY AIR REQUIRED 938 CFM | COMPRESSED AIR PRESSURE REQUIRED | 7.5 Barg | RECOMMENDED NITROGEN STORAGE | 8000 Liters | POWER SUPPLY | 230 V/ 110 V 50/60 Hz Single Phase | RECOMMENDED AIR RECEIVER | 6000 Litres Part of Air System | CMS Warranty | 10 Years*
AI • Absstem Industrial Solutions Private Limited | nGEN130SH | nGEN130SH | Nitrogen | nGen Nitrogen Generator High Purity | Nos | 84051090 | 18.00 | 10068000.00 | Yes | Yes | No | ABSSTEM | FG | nGen Nitrogen Generator High Purity | Intercompany sourced | No |  | AT • ABSSTEM Technologies LLP |  | Yes | Yes | Yes | AI buys this item from AT. | Gas Generated | Nitrogen | Gas Pressure | upto 6.5 Barg | FLOW AT 99% PURITY | 615 Nm3/Hr DRY AIR REQUIRED 796 CFM | FLOW AT 99.5% PURITY | 514 Nm3/Hr DRY AIR REQUIRED 771 CFM | FLOW AT 99.9% PURITY | 382 Nm3/Hr DRY AIR REQUIRED 724 CFM | FLOW AT 99.95% PURITY | 343 Nm3/Hr DRY AIR REQUIRED 757 CFM | COMPRESSED AIR PRESSURE REQUIRED | 7.5 Barg | RECOMMENDED NITROGEN STORAGE | 8000 Liters | POWER SUPPLY | 230 V/ 110 V 50/60 Hz Single Phase | RECOMMENDED AIR RECEIVER | 6000 Litres Part of Air System | INPUT AIR DEW POINT MONITOR | INCLUDED | CMS Warranty | 10 Years*
AI • Absstem Industrial Solutions Private Limited | nGEN130UH | nGEN130UH | Nitrogen | nGen Nitrogen Generator Ultra Purity | Nos | 84051090 | 18.00 | 11226000.00 | Yes | Yes | No | ABSSTEM | FG | nGen Nitrogen Generator Ultra Purity | Intercompany sourced | No |  | AT • ABSSTEM Technologies LLP |  | Yes | Yes | Yes | AI buys this item from AT. | Gas Generated | Nitrogen | Gas Pressure | upto 6.5 Barg | FLOW AT 99.99% PURITY | 253 Nm3/Hr DRY AIR REQUIRED 715 CFM | FLOW AT 99.995% PURITY | 227 Nm3/Hr DRY AIR REQUIRED 801 CFM | FLOW AT 99.999% PURITY | 171 Nm3/Hr DRY AIR REQUIRED 805 CFM | COMPRESSED AIR PRESSURE REQUIRED | 7.5 Barg | RECOMMENDED NITROGEN STORAGE | 5000 Liters | POWER SUPPLY | 230 V/ 110 V 50/60 Hz Single Phase | RECOMMENDED AIR RECEIVER | 6000 Litres Part of Air System | INPUT AIR DEW POINT MONITOR | INCLUDED | CMS Warranty | 10 Years*
AI • Absstem Industrial Solutions Private Limited | nGEN135HF | nGEN135HF | Nitrogen | nGen Nitrogen Generator High Flow | Nos | 84051090 | 18.00 | 9090000.00 | Yes | Yes | No | ABSSTEM | FG | nGen Nitrogen Generator High Flow | Intercompany sourced | No |  | AT • ABSSTEM Technologies LLP |  | Yes | Yes | Yes | AI buys this item from AT. | Gas Generated | Nitrogen | Gas Pressure | upto 6.5 Barg | FLOW AT 95% PURITY | 1181 Nm3/Hr DRY AIR REQUIRED 1251 CFM | FLOW AT 97% PURITY | 957 Nm3/Hr DRY AIR REQUIRED 1126 CFM | FLOW AT 98% PURITY | 855 Nm3/Hr DRY AIR REQUIRED 1057 CFM | COMPRESSED AIR PRESSURE REQUIRED | 7.5 Barg | RECOMMENDED NITROGEN STORAGE | 10000 Liters | POWER SUPPLY | 230 V/ 110 V 50/60 Hz Single Phase | RECOMMENDED AIR RECEIVER | 7000 Litres Part of Air System | CMS Warranty | 10 Years*
AI • Absstem Industrial Solutions Private Limited | nGEN135SH | nGEN135SH | Nitrogen | nGen Nitrogen Generator High Purity | Nos | 84051090 | 18.00 | 11629000.00 | Yes | Yes | No | ABSSTEM | FG | nGen Nitrogen Generator High Purity | Intercompany sourced | No |  | AT • ABSSTEM Technologies LLP |  | Yes | Yes | Yes | AI buys this item from AT. | Gas Generated | Nitrogen | Gas Pressure | upto 6.5 Barg | FLOW AT 99% PURITY | 692 Nm3/Hr DRY AIR REQUIRED 896 CFM | FLOW AT 99.5% PURITY | 579 Nm3/Hr DRY AIR REQUIRED 869 CFM | FLOW AT 99.9% PURITY | 430 Nm3/Hr DRY AIR REQUIRED 815 CFM | FLOW AT 99.95% PURITY | 387 Nm3/Hr DRY AIR REQUIRED 854 CFM | COMPRESSED AIR PRESSURE REQUIRED | 7.5 Barg | RECOMMENDED NITROGEN STORAGE | 10000 Liters | POWER SUPPLY | 230 V/ 110 V 50/60 Hz Single Phase | RECOMMENDED AIR RECEIVER | 7000 Litres Part of Air System | INPUT AIR DEW POINT MONITOR | INCLUDED | CMS Warranty | 10 Years*
AI • Absstem Industrial Solutions Private Limited | nGEN135UH | nGEN135UH | Nitrogen | nGen Nitrogen Generator Ultra Purity | Nos | 84051090 | 18.00 | 12617000.00 | Yes | Yes | No | ABSSTEM | FG | nGen Nitrogen Generator Ultra Purity | Intercompany sourced | No |  | AT • ABSSTEM Technologies LLP |  | Yes | Yes | Yes | AI buys this item from AT. | Gas Generated | Nitrogen | Gas Pressure | upto 6.5 Barg | FLOW AT 99.99% PURITY | 285 Nm3/Hr DRY AIR REQUIRED 805 CFM | FLOW AT 99.995% PURITY | 256 Nm3/Hr DRY AIR REQUIRED 903 CFM | FLOW AT 99.999% PURITY | 192 Nm3/Hr DRY AIR REQUIRED 904 CFM | COMPRESSED AIR PRESSURE REQUIRED | 7.5 Barg | RECOMMENDED NITROGEN STORAGE | 6000 Liters | POWER SUPPLY | 230 V/ 110 V 50/60 Hz Single Phase | RECOMMENDED AIR RECEIVER | 7000 Litres Part of Air System | INPUT AIR DEW POINT MONITOR | INCLUDED | CMS Warranty | 10 Years*
AI • Absstem Industrial Solutions Private Limited | nGEN140HF | nGEN140HF | Nitrogen | nGen Nitrogen Generator High Flow | Nos | 84051090 | 18.00 | 10600000.00 | Yes | Yes | No | ABSSTEM | FG | nGen Nitrogen Generator High Flow | Intercompany sourced | No |  | AT • ABSSTEM Technologies LLP |  | Yes | Yes | Yes | AI buys this item from AT. | Gas Generated | Nitrogen | Gas Pressure | upto 6.5 Barg | FLOW AT 95% PURITY | 1299 Nm3/Hr DRY AIR REQUIRED 1376 CFM | FLOW AT 97% PURITY | 1053 Nm3/Hr DRY AIR REQUIRED 1239 CFM | FLOW AT 98% PURITY | 941 Nm3/Hr DRY AIR REQUIRED 1163 CFM | COMPRESSED AIR PRESSURE REQUIRED | 7.5 Barg | RECOMMENDED NITROGEN STORAGE | 10000 Liters | POWER SUPPLY | 230 V/ 110 V 50/60 Hz Single Phase | RECOMMENDED AIR RECEIVER | 8000 Litres Part of Air System | CMS Warranty | 10 Years*
AI • Absstem Industrial Solutions Private Limited | nGEN140SH | nGEN140SH | Nitrogen | nGen Nitrogen Generator High Purity | Nos | 84051090 | 18.00 | 13486000.00 | Yes | Yes | No | ABSSTEM | FG | nGen Nitrogen Generator High Purity | Intercompany sourced | No |  | AT • ABSSTEM Technologies LLP |  | Yes | Yes | Yes | AI buys this item from AT. | Gas Generated | Nitrogen | Gas Pressure | upto 6.5 Barg | FLOW AT 99% PURITY | 761 Nm3/Hr DRY AIR REQUIRED 985 CFM | FLOW AT 99.5% PURITY | 637 Nm3/Hr DRY AIR REQUIRED 956 CFM | FLOW AT 99.9% PURITY | 473 Nm3/Hr DRY AIR REQUIRED 896 CFM | FLOW AT 99.95% PURITY | 425 Nm3/Hr DRY AIR REQUIRED 938 CFM | COMPRESSED AIR PRESSURE REQUIRED | 7.5 Barg | RECOMMENDED NITROGEN STORAGE | 10000 Liters | POWER SUPPLY | 230 V/ 110 V 50/60 Hz Single Phase | RECOMMENDED AIR RECEIVER | 8000 Litres Part of Air System | INPUT AIR DEW POINT MONITOR | INCLUDED | CMS Warranty | 10 Years*
AI • Absstem Industrial Solutions Private Limited | nGEN140UH | nGEN140UH | Nitrogen | nGen Nitrogen Generator Ultra Purity | Nos | 84051090 | 18.00 | 14621000.00 | Yes | Yes | No | ABSSTEM | FG | nGen Nitrogen Generator Ultra Purity | Intercompany sourced | No |  | AT • ABSSTEM Technologies LLP |  | Yes | Yes | Yes | AI buys this item from AT. | Gas Generated | Nitrogen | Gas Pressure | upto 6.5 Barg | FLOW AT 99.99% PURITY | 314 Nm3/Hr DRY AIR REQUIRED 887 CFM | FLOW AT 99.995% PURITY | 281 Nm3/Hr DRY AIR REQUIRED 993 CFM | FLOW AT 99.999% PURITY | 211 Nm3/Hr DRY AIR REQUIRED 993 CFM | COMPRESSED AIR PRESSURE REQUIRED | 7.5 Barg | RECOMMENDED NITROGEN STORAGE | 6000 Liters | POWER SUPPLY | 230 V/ 110 V 50/60 Hz Single Phase | RECOMMENDED AIR RECEIVER | 8000 Litres Part of Air System | INPUT AIR DEW POINT MONITOR | INCLUDED | CMS Warranty | 10 Years*
AI • Absstem Industrial Solutions Private Limited | nGEN150HF | nGEN150HF | Nitrogen | nGen Nitrogen Generator High Flow | Nos | 84051090 | 18.00 | 12400000.00 | Yes | Yes | No | ABSSTEM | FG | nGen Nitrogen Generator High Flow | Intercompany sourced | No |  | AT • ABSSTEM Technologies LLP |  | Yes | Yes | Yes | AI buys this item from AT. | Gas Generated | Nitrogen | Gas Pressure | upto 6.5 Barg | FLOW AT 95% PURITY | 1574 Nm3/Hr DRY AIR REQUIRED 1667 CFM | FLOW AT 97% PURITY | 1276 Nm3/Hr DRY AIR REQUIRED 1502 CFM | FLOW AT 98% PURITY | 1140 Nm3/Hr DRY AIR REQUIRED 1409 CFM | COMPRESSED AIR PRESSURE REQUIRED | 7.5 Barg | RECOMMENDED NITROGEN STORAGE | 10000 Liters | POWER SUPPLY | 230 V/ 110 V 50/60 Hz Single Phase | RECOMMENDED AIR RECEIVER | 10000 Litres Part of Air System | CMS Warranty | 10 Years*
AI • Absstem Industrial Solutions Private Limited | nGEN150SH | nGEN150SH | Nitrogen | nGen Nitrogen Generator High Purity | Nos | 84051090 | 18.00 | 15846000.00 | Yes | Yes | No | ABSSTEM | FG | nGen Nitrogen Generator High Purity | Intercompany sourced | No |  | AT • ABSSTEM Technologies LLP |  | Yes | Yes | Yes | AI buys this item from AT. | Gas Generated | Nitrogen | Gas Pressure | upto 6.5 Barg | FLOW AT 99% PURITY | 923 Nm3/Hr DRY AIR REQUIRED 1195 CFM | FLOW AT 99.5% PURITY | 772 Nm3/Hr DRY AIR REQUIRED 1159 CFM | FLOW AT 99.9% PURITY | 573 Nm3/Hr DRY AIR REQUIRED 1086 CFM | FLOW AT 99.95% PURITY | 516 Nm3/Hr DRY AIR REQUIRED 1139 CFM | COMPRESSED AIR PRESSURE REQUIRED | 7.5 Barg | RECOMMENDED NITROGEN STORAGE | 10000 Liters | POWER SUPPLY | 230 V/ 110 V 50/60 Hz Single Phase | RECOMMENDED AIR RECEIVER | 10000 Litres Part of Air System | INPUT AIR DEW POINT MONITOR | INCLUDED | CMS Warranty | 10 Years*
AI • Absstem Industrial Solutions Private Limited | nGEN150UH | nGEN150UH | Nitrogen | nGen Nitrogen Generator Ultra Purity | Nos | 84051090 | 18.00 | 17167000.00 | Yes | Yes | No | ABSSTEM | FG | nGen Nitrogen Generator Ultra Purity | Intercompany sourced | No |  | AT • ABSSTEM Technologies LLP |  | Yes | Yes | Yes | AI buys this item from AT. | Gas Generated | Nitrogen | Gas Pressure | upto 6.5 Barg | FLOW AT 99.99% PURITY | 380 Nm3/Hr DRY AIR REQUIRED 1073 CFM | FLOW AT 99.995% PURITY | 341 Nm3/Hr DRY AIR REQUIRED 1203 CFM | FLOW AT 99.999% PURITY | 256 Nm3/Hr DRY AIR REQUIRED 1205 CFM | COMPRESSED AIR PRESSURE REQUIRED | 7.5 Barg | RECOMMENDED NITROGEN STORAGE | 8000 Liters | POWER SUPPLY | 230 V/ 110 V 50/60 Hz Single Phase | RECOMMENDED AIR RECEIVER | 10000 Litres Part of Air System | INPUT AIR DEW POINT MONITOR | INCLUDED | CMS Warranty | 10 Years*
AI • Absstem Industrial Solutions Private Limited | nGEN160HF | nGEN160HF | Nitrogen | nGen Nitrogen Generator High Flow | Nos | 84051090 | 18.00 | 13800000.00 | Yes | Yes | No | ABSSTEM | FG | nGen Nitrogen Generator High Flow | Intercompany sourced | No |  | AT • ABSSTEM Technologies LLP |  | Yes | Yes | Yes | AI buys this item from AT. | Gas Generated | Nitrogen | Gas Pressure | upto 6.5 Barg | FLOW AT 95% PURITY | 1868 Nm3/Hr DRY AIR REQUIRED 1979 CFM | FLOW AT 97% PURITY | 1514 Nm3/Hr DRY AIR REQUIRED 1782 CFM | FLOW AT 98% PURITY | 1353 Nm3/Hr DRY AIR REQUIRED 1672 CFM | COMPRESSED AIR PRESSURE REQUIRED | 7.5 Barg | RECOMMENDED NITROGEN STORAGE | 12000 Liters | POWER SUPPLY | 230 V/ 110 V 50/60 Hz Single Phase | RECOMMENDED AIR RECEIVER | 12000 Litres Part of Air System | CMS Warranty | 10 Years*
AI • Absstem Industrial Solutions Private Limited | nGEN160SH | nGEN160SH | Nitrogen | nGen Nitrogen Generator High Purity | Nos | 84051090 | 18.00 | 17616000.00 | Yes | Yes | No | ABSSTEM | FG | nGen Nitrogen Generator High Purity | Intercompany sourced | No |  | AT • ABSSTEM Technologies LLP |  | Yes | Yes | Yes | AI buys this item from AT. | Gas Generated | Nitrogen | Gas Pressure | upto 6.5 Barg | FLOW AT 99% PURITY | 1095 Nm3/Hr DRY AIR REQUIRED 1418 CFM | FLOW AT 99.5% PURITY | 916 Nm3/Hr DRY AIR REQUIRED 1375 CFM | FLOW AT 99.9% PURITY | 680 Nm3/Hr DRY AIR REQUIRED 1289 CFM | FLOW AT 99.95% PURITY | 612 Nm3/Hr DRY AIR REQUIRED 1351 CFM | COMPRESSED AIR PRESSURE REQUIRED | 7.5 Barg | RECOMMENDED NITROGEN STORAGE | 12000 Liters | POWER SUPPLY | 230 V/ 110 V 50/60 Hz Single Phase | RECOMMENDED AIR RECEIVER | 12000 Litres Part of Air System | INPUT AIR DEW POINT MONITOR | INCLUDED | CMS Warranty | 10 Years*
AI • Absstem Industrial Solutions Private Limited | nGEN160UH | nGEN160UH | Nitrogen | nGen Nitrogen Generator Ultra Purity | Nos | 84051090 | 18.00 | 19076000.00 | Yes | Yes | No | ABSSTEM | FG | nGen Nitrogen Generator Ultra Purity | Intercompany sourced | No |  | AT • ABSSTEM Technologies LLP |  | Yes | Yes | Yes | AI buys this item from AT. | Gas Generated | Nitrogen | Gas Pressure | upto 6.5 Barg | FLOW AT 99.99% PURITY | 451 Nm3/Hr DRY AIR REQUIRED 1274 CFM | FLOW AT 99.995% PURITY | 404 Nm3/Hr DRY AIR REQUIRED 1428 CFM | FLOW AT 99.999% PURITY | 304 Nm3/Hr DRY AIR REQUIRED 1431 CFM | COMPRESSED AIR PRESSURE REQUIRED | 7.5 Barg | RECOMMENDED NITROGEN STORAGE | 8000 Liters | POWER SUPPLY | 230 V/ 110 V 50/60 Hz Single Phase | RECOMMENDED AIR RECEIVER | 12000 Litres Part of Air System | INPUT AIR DEW POINT MONITOR | INCLUDED | CMS Warranty | 10 Years*
AI • Absstem Industrial Solutions Private Limited | nGEN170HF | nGEN170HF | Nitrogen | nGen Nitrogen Generator High Flow | Nos | 84051090 | 18.00 | 14400000.00 | Yes | Yes | No | ABSSTEM | FG | nGen Nitrogen Generator High Flow | Intercompany sourced | No |  | AT • ABSSTEM Technologies LLP |  | Yes | Yes | Yes | AI buys this item from AT. | Gas Generated | Nitrogen | Gas Pressure | upto 6.5 Barg | FLOW AT 95% PURITY | 1968 Nm3/Hr DRY AIR REQUIRED 2085 CFM | FLOW AT 97% PURITY | 1595 Nm3/Hr DRY AIR REQUIRED 1877 CFM | FLOW AT 98% PURITY | 1425 Nm3/Hr DRY AIR REQUIRED 1761 CFM | COMPRESSED AIR PRESSURE REQUIRED | 7.5 Barg | RECOMMENDED NITROGEN STORAGE | 15000 Liters | POWER SUPPLY | 230 V/ 110 V 50/60 Hz Single Phase | RECOMMENDED AIR RECEIVER | 12000 Litres Part of Air System | CMS Warranty | 10 Years*
AI • Absstem Industrial Solutions Private Limited | nGEN170SH | nGEN170SH | Nitrogen | nGen Nitrogen Generator High Purity | Nos | 84051090 | 18.00 | 18399000.00 | Yes | Yes | No | ABSSTEM | FG | nGen Nitrogen Generator High Purity | Intercompany sourced | No |  | AT • ABSSTEM Technologies LLP |  | Yes | Yes | Yes | AI buys this item from AT. | Gas Generated | Nitrogen | Gas Pressure | upto 6.5 Barg | FLOW AT 99% PURITY | 1154 Nm3/Hr DRY AIR REQUIRED 1494 CFM | FLOW AT 99.5% PURITY | 965 Nm3/Hr DRY AIR REQUIRED 1448 CFM | FLOW AT 99.9% PURITY | 716 Nm3/Hr DRY AIR REQUIRED 1357 CFM | FLOW AT 99.95% PURITY | 645 Nm3/Hr DRY AIR REQUIRED 1423 CFM | COMPRESSED AIR PRESSURE REQUIRED | 7.5 Barg | RECOMMENDED NITROGEN STORAGE | 15000 Liters | POWER SUPPLY | 230 V/ 110 V 50/60 Hz Single Phase | RECOMMENDED AIR RECEIVER | 12000 Litres Part of Air System | INPUT AIR DEW POINT MONITOR | INCLUDED | CMS Warranty | 10 Years*
AI • Absstem Industrial Solutions Private Limited | nGEN170UH | nGEN170UH | Nitrogen | nGen Nitrogen Generator Ultra Purity | Nos | 84051090 | 18.00 | 19921000.00 | Yes | Yes | No | ABSSTEM | FG | nGen Nitrogen Generator Ultra Purity | Intercompany sourced | No |  | AT • ABSSTEM Technologies LLP |  | Yes | Yes | Yes | AI buys this item from AT. | Gas Generated | Nitrogen | Gas Pressure | upto 6.5 Barg | FLOW AT 99.99% PURITY | 475 Nm3/Hr DRY AIR REQUIRED 1342 CFM | FLOW AT 99.995% PURITY | 426 Nm3/Hr DRY AIR REQUIRED 1504 CFM | FLOW AT 99.999% PURITY | 320 Nm3/Hr DRY AIR REQUIRED 1507 CFM | COMPRESSED AIR PRESSURE REQUIRED | 7.5 Barg | RECOMMENDED NITROGEN STORAGE | 10000 Liters | POWER SUPPLY | 230 V/ 110 V 50/60 Hz Single Phase | RECOMMENDED AIR RECEIVER | 12000 Litres Part of Air System | INPUT AIR DEW POINT MONITOR | INCLUDED | CMS Warranty | 10 Years*
AI • Absstem Industrial Solutions Private Limited | nGEN180HF | nGEN180HF | Nitrogen | nGen Nitrogen Generator High Flow | Nos | 84051090 | 18.00 | 18200000.00 | Yes | Yes | No | ABSSTEM | FG | nGen Nitrogen Generator High Flow | Intercompany sourced | No |  | AT • ABSSTEM Technologies LLP |  | Yes | Yes | Yes | AI buys this item from AT. | Gas Generated | Nitrogen | Gas Pressure | upto 6.5 Barg | FLOW AT 95% PURITY | 2362 Nm3/Hr DRY AIR REQUIRED 2502 CFM | FLOW AT 97% PURITY | 1914 Nm3/Hr DRY AIR REQUIRED 2253 CFM | FLOW AT 98% PURITY | 1710 Nm3/Hr DRY AIR REQUIRED 2113 CFM | COMPRESSED AIR PRESSURE REQUIRED | 7.5 Barg | RECOMMENDED NITROGEN STORAGE | 15000 Liters | POWER SUPPLY | 230 V/ 110 V 50/60 Hz Single Phase | RECOMMENDED AIR RECEIVER | 15000 Litres Part of Air System | CMS Warranty | 10 Years*
AI • Absstem Industrial Solutions Private Limited | nGEN180SH | nGEN180SH | Nitrogen | nGen Nitrogen Generator High Purity | Nos | 84051090 | 18.00 | 23171000.00 | Yes | Yes | No | ABSSTEM | FG | nGen Nitrogen Generator High Purity | Intercompany sourced | No |  | AT • ABSSTEM Technologies LLP |  | Yes | Yes | Yes | AI buys this item from AT. | Gas Generated | Nitrogen | Gas Pressure | upto 6.5 Barg | FLOW AT 99% PURITY | 1384 Nm3/Hr DRY AIR REQUIRED 1792 CFM | FLOW AT 99.5% PURITY | 1158 Nm3/Hr DRY AIR REQUIRED 1738 CFM | FLOW AT 99.9% PURITY | 860 Nm3/Hr DRY AIR REQUIRED 1630 CFM | FLOW AT 99.95% PURITY | 774 Nm3/Hr DRY AIR REQUIRED 1708 CFM | COMPRESSED AIR PRESSURE REQUIRED | 7.5 Barg | RECOMMENDED NITROGEN STORAGE | 15000 Liters | POWER SUPPLY | 230 V/ 110 V 50/60 Hz Single Phase | RECOMMENDED AIR RECEIVER | 15000 Litres Part of Air System | INPUT AIR DEW POINT MONITOR | INCLUDED | CMS Warranty | 10 Years*
AI • Absstem Industrial Solutions Private Limited | nGEN180UH | nGEN180UH | Nitrogen | nGen Nitrogen Generator Ultra Purity | Nos | 84051090 | 18.00 | 25070000.00 | Yes | Yes | No | ABSSTEM | FG | nGen Nitrogen Generator Ultra Purity | Intercompany sourced | No |  | AT • ABSSTEM Technologies LLP |  | Yes | Yes | Yes | AI buys this item from AT. | Gas Generated | Nitrogen | Gas Pressure | upto 6.5 Barg | FLOW AT 99.99% PURITY | 570 Nm3/Hr DRY AIR REQUIRED 1610 CFM | FLOW AT 99.995% PURITY | 511 Nm3/Hr DRY AIR REQUIRED 1805 CFM | FLOW AT 99.999% PURITY | 385 Nm3/Hr DRY AIR REQUIRED 1813 CFM | COMPRESSED AIR PRESSURE REQUIRED | 7.5 Barg | RECOMMENDED NITROGEN STORAGE | 10000 Liters | POWER SUPPLY | 230 V/ 110 V 50/60 Hz Single Phase | RECOMMENDED AIR RECEIVER | 15000 Litres Part of Air System | INPUT AIR DEW POINT MONITOR | INCLUDED | CMS Warranty | 10 Years*
AI • Absstem Industrial Solutions Private Limited | nGEN190HF | nGEN190HF | Nitrogen | nGen Nitrogen Generator High Flow | Nos | 84051090 | 18.00 | 20550000.00 | Yes | Yes | No | ABSSTEM | FG | nGen Nitrogen Generator High Flow | Intercompany sourced | No |  | AT • ABSSTEM Technologies LLP |  | Yes | Yes | Yes | AI buys this item from AT. | Gas Generated | Nitrogen | Gas Pressure | upto 6.5 Barg | FLOW AT 95% PURITY | 2805 Nm3/Hr DRY AIR REQUIRED 2971 CFM | FLOW AT 97% PURITY | 2273 Nm3/Hr DRY AIR REQUIRED 2675 CFM | FLOW AT 98% PURITY | 2031 Nm3/Hr DRY AIR REQUIRED 2510 CFM | COMPRESSED AIR PRESSURE REQUIRED | 7.5 Barg | RECOMMENDED NITROGEN STORAGE | 20000 Liters | POWER SUPPLY | 230 V/ 110 V 50/60 Hz Single Phase | RECOMMENDED AIR RECEIVER | 15000 Litres Part of Air System | CMS Warranty | 10 Years*
AI • Absstem Industrial Solutions Private Limited | nGEN190SH | nGEN190SH | Nitrogen | nGen Nitrogen Generator High Purity | Nos | 84051090 | 18.00 | 26133000.00 | Yes | Yes | No | ABSSTEM | FG | nGen Nitrogen Generator High Purity | Intercompany sourced | No |  | AT • ABSSTEM Technologies LLP |  | Yes | Yes | Yes | AI buys this item from AT. | Gas Generated | Nitrogen | Gas Pressure | upto 6.5 Barg | FLOW AT 99% PURITY | 1644 Nm3/Hr DRY AIR REQUIRED 2128 CFM | FLOW AT 99.5% PURITY | 1376 Nm3/Hr DRY AIR REQUIRED 2065 CFM | FLOW AT 99.9% PURITY | 1021 Nm3/Hr DRY AIR REQUIRED 1935 CFM | FLOW AT 99.95% PURITY | 919 Nm3/Hr DRY AIR REQUIRED 2028 CFM | COMPRESSED AIR PRESSURE REQUIRED | 7.5 Barg | RECOMMENDED NITROGEN STORAGE | 20000 Liters | POWER SUPPLY | 230 V/ 110 V 50/60 Hz Single Phase | RECOMMENDED AIR RECEIVER | 15000 Litres Part of Air System | INPUT AIR DEW POINT MONITOR | INCLUDED | CMS Warranty | 10 Years*
AI • Absstem Industrial Solutions Private Limited | nGEN190UH | nGEN190UH | Nitrogen | nGen Nitrogen Generator Ultra Purity | Nos | 84051090 | 18.00 | 28266000.00 | Yes | Yes | No | ABSSTEM | FG | nGen Nitrogen Generator Ultra Purity | Intercompany sourced | No |  | AT • ABSSTEM Technologies LLP |  | Yes | Yes | Yes | AI buys this item from AT. | Gas Generated | Nitrogen | Gas Pressure | upto 6.5 Barg | FLOW AT 99.99% PURITY | 677 Nm3/Hr DRY AIR REQUIRED 1912 CFM | FLOW AT 99.995% PURITY | 607 Nm3/Hr DRY AIR REQUIRED 2144 CFM | FLOW AT 99.999% PURITY | 457 Nm3/Hr DRY AIR REQUIRED 2152 CFM | COMPRESSED AIR PRESSURE REQUIRED | 7.5 Barg | RECOMMENDED NITROGEN STORAGE | 10000 Liters | POWER SUPPLY | 230 V/ 110 V 50/60 Hz Single Phase | RECOMMENDED AIR RECEIVER | 15000 Litres Part of Air System | INPUT AIR DEW POINT MONITOR | INCLUDED | CMS Warranty | 10 Years*
AI • Absstem Industrial Solutions Private Limited | nGenx001 | nGenx 01 | Nitrogen | nGenx Nitrogen Generator | Nos | 84051090 | 18.00 | 525000.00 | Yes | Yes | No | ABSSTEM | FG | nGenx Nitrogen Generator | Intercompany sourced | No |  | AT • ABSSTEM Technologies LLP |  | Yes | Yes | Yes | AI buys this item from AT. | Gas Generated | Nitrogen | Gas Pressure | upto 6.5 Barg( Higher options Available) | FLOW @ 99 % PURITY | 8 Nm3/Hr DRY AIR REQUIRED 10 CFM | FLOW @ 99.5 % PURITY | 7 Nm3/Hr DRY AIR REQUIRED 10 CFM | FLOW @ 99.9 % PURITY | 5 Nm3/Hr DRY AIR REQUIRED 10 CFM | FLOW AT 99.95% PURITY | 4 Nm3/Hr DRY AIR REQUIRED 10 CFM | Module | PSA Plant | Air Compressor And Drier | Quoted Separately | RECOMMENDED NITROGEN STORAGE | 500 Liters | POWER SUPPLY | 230 V/ 110 V 50/60 Hz Single Phase | RECOMMENDED AIR RECEIVER | 200 Litres Part of Air System
AI • Absstem Industrial Solutions Private Limited | nGenx002 | nGenx 02 | Nitrogen | nGenx Nitrogen Generator | Nos | 84051090 | 18.00 | 575000.00 | Yes | Yes | No | ABSSTEM | FG | nGenx Nitrogen Generator | Intercompany sourced | No |  | AT • ABSSTEM Technologies LLP |  | Yes | Yes | Yes | AI buys this item from AT. | Gas Generated | Nitrogen | Gas Pressure | upto 6.5 Barg( Higher options Available) | FLOW @ 99 % PURITY | 12 Nm3/Hr DRY AIR REQUIRED 16 CFM | FLOW @ 99.5 % PURITY | 10 Nm3/Hr DRY AIR REQUIRED 15 CFM | FLOW @ 99.9 % PURITY | 8 Nm3/Hr DRY AIR REQUIRED 15 CFM | FLOW AT 99.95% PURITY | 7 Nm3/Hr DRY AIR REQUIRED 15 CFM | Module | PSA Plant | Air Compressor And Drier | Quoted Separately | RECOMMENDED NITROGEN STORAGE | 500 Liters | POWER SUPPLY | 230 V/ 110 V 50/60 Hz Single Phase | RECOMMENDED AIR RECEIVER | 200 Litres Part of Air System
AI • Absstem Industrial Solutions Private Limited | nGenx004 | nGenx 04 | Nitrogen | nGenx Nitrogen Generator | Nos | 84051090 | 18.00 | 625000.00 | Yes | Yes | No | ABSSTEM | FG | nGenx Nitrogen Generator | Intercompany sourced | No |  | AT • ABSSTEM Technologies LLP |  | Yes | Yes | Yes | AI buys this item from AT. | Gas Generated | Nitrogen | Gas Pressure | upto 6.5 Barg( Higher options Available) | FLOW @ 99 % PURITY | 16 Nm3/Hr DRY AIR REQUIRED 21 CFM | FLOW @ 99.5 % PURITY | 14 Nm3/Hr DRY AIR REQUIRED 21 CFM | FLOW @ 99.9 % PURITY | 10 Nm3/Hr DRY AIR REQUIRED 19 CFM | FLOW AT 99.95% PURITY | 9 Nm3/Hr DRY AIR REQUIRED 20 CFM | Module | PSA Plant | Air Compressor And Drier | Quoted Separately | RECOMMENDED NITROGEN STORAGE | 500 Liters | POWER SUPPLY | 230 V/ 110 V 50/60 Hz Single Phase | RECOMMENDED AIR RECEIVER | 200 Litres Part of Air System
AI • Absstem Industrial Solutions Private Limited | nGenx005 | nGenx 05 | Nitrogen | nGenx Nitrogen Generator | Nos | 84051090 | 18.00 | 675000.00 | Yes | Yes | No | ABSSTEM | FG | nGenx Nitrogen Generator | Intercompany sourced | No |  | AT • ABSSTEM Technologies LLP |  | Yes | Yes | Yes | AI buys this item from AT. | Gas Generated | Nitrogen | Gas Pressure | upto 6.5 Barg( Higher options Available) | FLOW @ 99 % PURITY | 23 Nm3/Hr DRY AIR REQUIRED 30 CFM | FLOW @ 99.5 % PURITY | 19 Nm3/Hr DRY AIR REQUIRED 29 CFM | FLOW @ 99.9 % PURITY | 14 Nm3/Hr DRY AIR REQUIRED 27 CFM | FLOW AT 99.95% PURITY | 13 Nm3/Hr DRY AIR REQUIRED 29 CFM | Module | PSA Plant | Air Compressor And Drier | Quoted Separately | RECOMMENDED NITROGEN STORAGE | 500 Liters | POWER SUPPLY | 230 V/ 110 V 50/60 Hz Single Phase | RECOMMENDED AIR RECEIVER | 300 Litres Part of Air System
AI • Absstem Industrial Solutions Private Limited | nGenx007 | nGenx 07 | Nitrogen | nGenx Nitrogen Generator | Nos | 84051090 | 18.00 | 775000.00 | Yes | Yes | No | ABSSTEM | FG | nGenx Nitrogen Generator | Intercompany sourced | No |  | AT • ABSSTEM Technologies LLP |  | Yes | Yes | Yes | AI buys this item from AT. | Gas Generated | Nitrogen | Gas Pressure | upto 6.5 Barg( Higher options Available) | FLOW @ 99 % PURITY | 35 Nm3/Hr DRY AIR REQUIRED 45 CFM | FLOW @ 99.5 % PURITY | 29 Nm3/Hr DRY AIR REQUIRED 44 CFM | FLOW @ 99.9 % PURITY | 21 Nm3/Hr DRY AIR REQUIRED 40 CFM | FLOW AT 99.95% PURITY | 19 Nm3/Hr DRY AIR REQUIRED 42 CFM | Module | PSA Plant | Air Compressor And Drier | Quoted Separately | RECOMMENDED NITROGEN STORAGE | 1000 Liters | POWER SUPPLY | 230 V/ 110 V 50/60 Hz Single Phase | RECOMMENDED AIR RECEIVER | 500 Litres Part of Air System
AI • Absstem Industrial Solutions Private Limited | nGenx008 | nGenx 08 | Nitrogen | nGenx Nitrogen Generator | Nos | 84051090 | 18.00 | 825000.00 | No | Yes | No | ABSSTEM | FG | nGenx Nitrogen Generator | Intercompany sourced | No |  | AT • ABSSTEM Technologies LLP |  | Yes | Yes | Yes | AI buys this item from AT.
AI • Absstem Industrial Solutions Private Limited | nGenx010 | nGenx 10 | Nitrogen | nGenx Nitrogen Generator | Nos | 84051090 | 18.00 | 910000.00 | Yes | Yes | No | ABSSTEM | FG | nGenx Nitrogen Generator | Intercompany sourced | No |  | AT • ABSSTEM Technologies LLP |  | Yes | Yes | Yes | AI buys this item from AT. | Gas Generated | Nitrogen | Gas Pressure | upto 6.5 Barg( Higher options Available) | FLOW @ 99 % PURITY | 46 Nm3/Hr DRY AIR REQUIRED 60 CFM | FLOW @ 99.5 % PURITY | 39 Nm3/Hr DRY AIR REQUIRED 59 CFM | FLOW @ 99.9 % PURITY | 29 Nm3/Hr DRY AIR REQUIRED 55 CFM | FLOW AT 99.95% PURITY | 26 Nm3/Hr DRY AIR REQUIRED 57 CFM | Module | PSA Plant | Air Compressor And Drier | Quoted Separately | RECOMMENDED NITROGEN STORAGE | 1000 Liters | POWER SUPPLY | 230 V/ 110 V 50/60 Hz Single Phase | RECOMMENDED AIR RECEIVER | 700 Litres Part of Air System
AI • Absstem Industrial Solutions Private Limited | nGenx013 | nGenx 13 | Nitrogen | nGenx Nitrogen Generator | Nos | 84051090 | 18.00 | 1290000.00 | Yes | Yes | No | ABSSTEM | FG | nGenx Nitrogen Generator | Intercompany sourced | No |  | AT • ABSSTEM Technologies LLP |  | Yes | Yes | Yes | AI buys this item from AT. | Gas Generated | Nitrogen | Gas Pressure | upto 6.5 Barg( Higher options Available) | FLOW @ 99 % PURITY | 59 Nm3/Hr DRY AIR REQUIRED 76 CFM | FLOW @ 99.5 % PURITY | 50 Nm3/Hr DRY AIR REQUIRED 75 CFM | FLOW @ 99.9 % PURITY | 37 Nm3/Hr DRY AIR REQUIRED 70 CFM | FLOW AT 99.95% PURITY | 33 Nm3/Hr DRY AIR REQUIRED 73 CFM | Module | PSA Plant | Air Compressor And Drier | Quoted Separately | RECOMMENDED NITROGEN STORAGE | 1500 Liters | POWER SUPPLY | 230 V/ 110 V 50/60 Hz Single Phase | RECOMMENDED AIR RECEIVER | 1000 Litres Part of Air System
AI • Absstem Industrial Solutions Private Limited | nGenx020 | nGenx 20 | Nitrogen | nGenx Nitrogen Generator | Nos | 84051090 | 0.00 | 0.00 | No | No | No |  | finished_good |  | Manufactured here | Yes | N • Nitrogen |  |  | Yes | Yes | Yes |  | Gas Generated | Nitrogen | Gas Pressure | upto 6.5 Barg( Higher options Available) | FLOW @ 99 % PURITY | 64 Nm3/Hr DRY AIR REQUIRED 83 CFM | FLOW @ 99.5 % PURITY | 54 Nm3/Hr DRY AIR REQUIRED 83 CFM | FLOW @ 99.9 % PURITY | 40 Nm3/Hr DRY AIR REQUIRED 76 CFM | Module | PSA Plant | Air Compressor And Drier | Quoted Separately
AI • Absstem Industrial Solutions Private Limited | nGenx025 | nGenx 25 | Nitrogen | nGenx Nitrogen Generator | Nos | 84051090 | 18.00 | 1590000.00 | Yes | Yes | No | ABSSTEM | FG | nGenx Nitrogen Generator | Intercompany sourced | No |  | AT • ABSSTEM Technologies LLP |  | Yes | Yes | Yes | AI buys this item from AT. | Gas Generated | Nitrogen | Gas Pressure | upto 6.5 Barg( Higher options Available) | FLOW @ 99 % PURITY | 83 Nm3/Hr DRY AIR REQUIRED 107 CFM | FLOW @ 99.5 % PURITY | 69 Nm3/Hr DRY AIR REQUIRED 104 CFM | FLOW @ 99.9 % PURITY | 52 Nm3/Hr DRY AIR REQUIRED 99 CFM | FLOW AT 99.95% PURITY | 46 Nm3/Hr DRY AIR REQUIRED 102 CFM | Module | PSA Plant | Air Compressor And Drier | Quoted Separately | RECOMMENDED NITROGEN STORAGE | 1500 Liters | POWER SUPPLY | 230 V/ 110 V 50/60 Hz Single Phase | RECOMMENDED AIR RECEIVER | 1000 Litres Part of Air System
AI • Absstem Industrial Solutions Private Limited | nGenx055 | nGenx 55 | Nitrogen | nGenx Nitrogen Generator | Nos | 84051090 | 18.00 | 2425000.00 | Yes | Yes | No | ABSSTEM | FG | nGenx Nitrogen Generator | Intercompany sourced | No |  | AT • ABSSTEM Technologies LLP |  | Yes | Yes | Yes | AI buys this item from AT. | Gas Generated | Nitrogen | Gas Pressure | upto 6.5 Barg( Higher options Available) | FLOW @ 99 % PURITY | 127 Nm3/Hr DRY AIR REQUIRED 164 CFM | FLOW @ 99.5 % PURITY | 106 Nm3/Hr DRY AIR REQUIRED 159 CFM | FLOW @ 99.9 % PURITY | 79 Nm3/Hr DRY AIR REQUIRED 150 CFM | FLOW AT 99.95% PURITY | 71 Nm3/Hr DRY AIR REQUIRED 157 CFM | Module | PSA Plant | Air Compressor And Drier | Quoted Separately | RECOMMENDED NITROGEN STORAGE | 1500 Liters | POWER SUPPLY | 230 V/ 110 V 50/60 Hz Single Phase | RECOMMENDED AIR RECEIVER | 1000 Litres Part of Air System
AI • Absstem Industrial Solutions Private Limited | nGenx060 | nGenx 60 | Nitrogen | nGenx Nitrogen Generator | Nos | 84051090 | 0.00 | 0.00 | No | No | No |  | finished_good |  | Buy external | No |  |  |  | Yes | Yes | Yes |  | Gas Generated | Nitrogen | Gas Pressure | upto 6.5 Barg( Higher options Available) | FLOW @ 99 % PURITY | 129 Nm3/Hr DRY AIR REQUIRED 167 CFM | FLOW @ 99.5 % PURITY | 108 Nm3/Hr DRY AIR REQUIRED 165 CFM | FLOW @ 99.9 % PURITY | 80 Nm3/Hr DRY AIR REQUIRED 152 CFM | Module | PSA Plant | Air Compressor And Drier | Quoted Separately
AI • Absstem Industrial Solutions Private Limited | nGenx065 | nGenx 65 | Nitrogen | nGenx Nitrogen Generator | Nos | 84051090 | 18.00 | 2850000.00 | Yes | Yes | No | ABSSTEM | FG | nGenx Nitrogen Generator | Intercompany sourced | No |  | AT • ABSSTEM Technologies LLP |  | Yes | Yes | Yes | AI buys this item from AT. | Gas Generated | Nitrogen | Gas Pressure | upto 6.5 Barg( Higher options Available) | FLOW @ 99 % PURITY | 166 Nm3/Hr DRY AIR REQUIRED 215 CFM | FLOW @ 99.5 % PURITY | 139 Nm3/Hr DRY AIR REQUIRED 209 CFM | FLOW @ 99.9 % PURITY | 103 Nm3/Hr DRY AIR REQUIRED 195 CFM | FLOW AT 99.95% PURITY | 93 Nm3/Hr DRY AIR REQUIRED 205 CFM | Module | PSA Plant | Air Compressor And Drier | Quoted Separately | RECOMMENDED NITROGEN STORAGE | 2000 Liters | POWER SUPPLY | 230 V/ 110 V 50/60 Hz Single Phase | RECOMMENDED AIR RECEIVER | 1000 Litres Part of Air System

## _Lists (hidden)
YesNo | SourcingMode | MfgPrefix | Category | Group | Company
Yes | Manufactured here | M • Medical Oxygen | Admin Consumables | AMC | AT • ABSSTEM Technologies LLP
No | Intercompany sourced | N • Nitrogen | After Sales | Acoustic Foam | AI • Absstem Industrial Solutions Private Limited
| Buy external | ID • Industrial Oxygen | Air Compressor | Acoustic Hood
| Service only |  | Air Dryer | Activated Alumina
| Blocked |  | Air System | Actuator
|  |  | Asset | Adhesive and Sealants
|  |  | Blower | Air Line Filter
|  |  | Booster | Analog Card
|  |  | Dress | Analyzer
|  |  | Electrical Item | Angle
|  |  | Electrical and Electronics | Angle Valve
|  |  | Electrical and Electronics-Bulk | Bag
|  |  | Fabricated Items | Ball Valve
|  |  | Fabricated Items-Bulk | Ball Valve
|  |  | Factory Consumables | Base Frame
|  |  | Factory Consumables - Bulk | Base Frame Skid
|  |  | Filter | Battery Water
|  |  | Fixed Assets | Beading
|  |  | Group X | Biscuit
|  |  | HR Consumables | Blower Connector
|  |  | Helium Recovery System | Bolt
|  |  | Industrial Oxygen Generator | Bottle Cover
|  |  | Measuring Instrument | Brochures
|  |  | Measuring Instrument-bulk | Bubble Roll
|  |  | Medical Oxygen | Bush Reducer
|  |  | Medical Oxygen Generator | Buzzer and Hooter
|  |  | Nitrogen | CMC - GC1 - PSAO
|  |  | Nitrogen Generator | CMC - GC2 - PSAO
|  |  | Non Standard Project | CMC - GC3 - PSAO
|  |  | Old Assets | CMC - GC4 - PSAO
|  |  | Oxygen | CMC - GC5 - PSAO
|  |  | Packing Items | CMC - MedO
|  |  | Painting Items | CMC - PSA Oxygen plant
|  |  | Painting Items - Bulk | CMC - PSA Oxygen plant - Dual Compressor
|  |  | Piping and Fittings | Cabinet
|  |  | Printing | Cable Clamp
|  |  | Service Charges | Cable Spiral
|  |  | Service Spares | Cable Tie
|  |  | Service Spares-Bulk | Calibrated Gas
|  |  | Silencer | Camlock Coupling
|  |  | Storage Vessel | Capacitor
|  |  | Tools | Cardamom
|  |  | Tools-Bulk | Caster Wheel
|  |  | Vaccum Pump | Ceramic Balls
|  |  | Valves | Certificate Renewal Charge
|  |  | Valves-Bulk | Certification Charge
Chair Spare
Challan Book
Channel
Chisel
Clamp
Clamp Meter
Cleaning Agents
Cleaning Cloth
Coffee
Compressed Air System
Compressor Spare
Compressor Spare
Compressor Spare - Bulk
Connector
Contactor
Converter
Corrugated Box
Cutter
Cutting Machine
Cutting and Grinding consumables
Cyclone Water Separator
DFT Gauge
DP Gauge
Dead Plug
Dew-Point Meter
Dew-Point Meter Spare
Diary
Diffuser
Diode
Dish End
Display Screen
Dome Valve
Door Hinge
Door Lock
Drill Bits
Drill Bits
Drill Machine
Driver
Dryer Spare
Dryer Spare - Bulk
Dustbin
EPE Foam
Ear Plug
Earthing Electrode
Earthing Strip
Electric Channel
Electric Light
Electric Motor
Electrical Coil
Emery Paper
End Clamp
Envelope
Equal Cross
Equal Elbow
Equal Tee
Eraser
Exhaust Fan
Extension Board
Factory
Ferrule
Ferrule Fittings
Fiber
Filter Drain
Filter Element
Fire Extinguisher Spare
Flange
Flow Control Valve
Flow Meter Accessories
Flowmeter
Flowmeter
FlowmeterQ
Fuse
Fuse Link
Gas Storage Vessel
Gasket
Gift-Pack
Gloves
Gloves
Grease
Green Tea
Grinding Machine
Gun
Hammer
Hanger
Head Cover
Heat Exchanger
Helmet
Hex Nipple
Hex Reducer
Hex Socket Driver
High Pressure Oxygen Booster
Hollow Plug
Hose
Hose Clamp
Hose Crimp
Hose Elbow
Hose Nipple
I-Beam
ID Card
IDOS C
IDOS C Oxygen Generator
IDOS Gas Storage
IDOS Oxygen Generator
IDOS Oxygen Generator
IIOT
Ink
Junction Box
Keys
Keys
Komter Spare
Laptop
Legends
Lemon Tea
Letterhead
Level Gauge
MCB
MCCB
Maintenance Charge
Mask
Measuring Tape
MedO PSA Only
MedO PSA Only
MedO PSA Package
MedO PSA Package
MedO PSA Package Dual Compressor
MedO-C PSA Package
Milk
Mobile MedO PSA Package
Mounting Plate
Muffler
Muffler Element
Multimeter
Multiport Manifold
NRV
Nail
Name Plate
Namkeen
Needle Valve
Nitrogen Recovery System
Nut
Office
Office File
PHV
PLC
PRV
PSA Module Spare
PU Fitting
PVC Conduit
PVC Tape
Packing Strip
Paint
Paint
Paint Accessories
Paint Remover
Panel
Panel Light
Paper Punch
Paper Sheet
Paper Sleeves
Pen
Pin
Pin Plug
Pipe
Pipe Clamp
Pipe Connector
Pipe Nipple
Pipe Reducer
Plier
Pressure Gauge
Pressure Switch
Pressure Transmitter
Pressure Vessel
Preventer
Primer
Prize
Push and Press
Putty
R - GR1 - PSAO
R - GR2 - PSAO
R - GR3 - PSAO
R - GR4 - PSAO
R - GR5 - PSAO
R - GR6 - PSAO
R - GR7 - PSAO
R - GR8 - PSAO
Reamer
Refrigerated Dryer
Register Book
Relay
Relay Card
Repair - PSA Oxygen Plant
Repair - PSA Oxygen Plant- ZMS Replacement
Repair - PSA Oxygen Plant- ZMS Replacement-D
Repair - PSA Oxygen Plant-D
Repair - PSA Oxygen Plant-Spare
Ribs
Riveting Machine
Rope
Rotary Screw Compressor
SMPS
Safety Valve
Salt
Sandwich
Scrap
Screw Driver
Screw Driver
Sealing Ring
Service
Service Engineer Visit
Service-Q
Servo
Servo Spare
Servo- PSA Oxygen Plant
Sharpener
Sheets
Shirt
Shoe Cover
Shoes
Short Link
Shrink Roll
Sieves
Socket
Solenoid valve
Sound Level Meter
Spanner
Spanner
Spare
Spare-Q
Stamp
Standee
Stapler
Stapler Pin
Starter
Sticker
Stir Sticks
Storage tank Accessories
Strip
Sugar
Support
Support
Surveillance Audit Charge
Switch
T-Shirt
Tap Bits
Tape
Tarpulin Sheet
Tea
Tea Cup
Temperature Gauge
Temperature Transmitter
Terminal Block
Thermometer
Thimble
Thimbles
Thinner
Three Piece Union
Tie Rod
Tikki
Timer
Tool Box
Tube Bender
Twin Lobe Blower
Twin Lobe Vaccum Pump
UPS
VFD
Vernier Caliper
Visiting Card
Volt Meter
Wall Gitti
Washer
Water Bottle
Water Glass
Welded Fittings
Welding Consumables
Wire
Wire
Wrench
X-Nipple
Y-Strainer With Ball Valve
nGen Gas Storage
nGen High Pressure Storage Tank
nGen Nitrogen Generator
nGen Nitrogen Generator High Flow
nGen Nitrogen Generator High Purity
nGen Nitrogen Generator Ultra Purity
nGenX
nGenx Nitrogen Generator
skid